## FFT
ENTER Data Record from ADC | ENTER fSAMPLE (MHz) | ENTER NRECORD | ENTER ADC Resolution (bits) | CALCULATED fBIN (MHz) | CALCULATED fNYQUIST (MHz) | CALCULATED FFT Bin Frequency (MHz) | Calculated # of data point | CALCULATED Time of data point (µs) | CALCULATED Maximum Data Record Point | CALCULATED Minimum Data Record Point | CALCULATED Magnitude of Data Record (dBFS) | FFT CALCULATION Imaginary FFT Points | CALCULATED FFT Magnitude | CALCULATED FFT/Nrecord | CALCULATED Log FFT Data | CALCULATED Final FFT Data | CALCULATED Maximum FFT Data Point | CALCULATED Shft between Log FFT and Final FFTshift
3013 | 60.049 | 4096 | 12 | 0.01466 | 30.0245 | 0 | 0 | 0.00000 | 4020 | 147 | -0.48625 | 8537927 | 8537927 | 4168.9097 | 72.4004 | 6.1752 | -0.48625 | 66.2252
3365 | [5 empty] | 0.01466 | 1 | 0.01665 |  |  |  | -3.28172314568638+5.41978267820257i | 6.3359 | 0.0030937 | -50.1904 | -116.4157
3653 | [5 empty] | 0.029321 | 2 | 0.03331 |  |  |  | -37.0372275200552-37.8769799389544i | 52.9757 | 0.025867 | -31.7451 | -97.9703
3866 | [5 empty] | 0.043981 | 3 | 0.04996 |  |  |  | 13.438990802059-92.3808654870375i | 93.3533 | 0.045583 | -26.824 | -93.0493
3987 | [5 empty] | 0.058642 | 4 | 0.06661 |  |  |  | 86.1446116371457-68.4235875663976i | 110.0122 | 0.053717 | -25.3978 | -91.623
4017 | [5 empty] | 0.073302 | 5 | 0.08327 |  |  |  | 17.7959689530731+49.5507003428917i | 52.6495 | 0.025708 | -31.7987 | -98.024
3954 | [5 empty] | 0.087962 | 6 | 0.09992 |  |  |  | -0.311262513071583-46.1403286323254i | 46.1414 | 0.02253 | -32.9448 | -99.17
3798 | [5 empty] | 0.10262 | 7 | 0.11657 |  |  |  | 21.5561641599735+23.8034536956452i | 32.1134 | 0.01568 | -36.0929 | -102.3181
3556 | [5 empty] | 0.11728 | 8 | 0.13322 |  |  |  | 59.6180536026048-24.2679165697803i | 64.368 | 0.03143 | -30.0532 | -96.2784
3242 | [5 empty] | 0.13194 | 9 | 0.14988 |  |  |  | 25.2380843753724-7.38536172119247i | 26.2965 | 0.01284 | -37.8286 | -104.0539
2872 | [5 empty] | 0.1466 | 10 | 0.16653 |  |  |  | 2.98102098118484+34.6224829716767i | 34.7506 | 0.016968 | -35.4074 | -101.6326
2463 | [5 empty] | 0.16126 | 11 | 0.18318 |  |  |  | 7.70319549358876+60.5312996323733i | 61.0195 | 0.029795 | -30.5172 | -96.7425
2034 | [5 empty] | 0.17592 | 12 | 0.19984 |  |  |  | -18.3986769161721-32.1098326204064i | 37.0075 | 0.01807 | -34.8608 | -101.0861
1608 | [5 empty] | 0.19059 | 13 | 0.21649 |  |  |  | -30.749788750981-63.1307484046087i | 70.2214 | 0.034288 | -29.2972 | -95.5225
1205 | [5 empty] | 0.20525 | 14 | 0.23314 |  |  |  | 31.4551943885212+42.8175165205648i | 53.1297 | 0.025942 | -31.7198 | -97.9451
847 | [5 empty] | 0.21991 | 15 | 0.24980 |  |  |  | -26.6579311465449+1.71424893079097i | 26.713 | 0.013043 | -37.6921 | -103.9174
549 | [5 empty] | 0.23457 | 16 | 0.26645 |  |  |  | -50.1555550229627+1.27812531564662i | 50.1718 | 0.024498 | -32.2174 | -98.4426
326 | [5 empty] | 0.24923 | 17 | 0.28310 |  |  |  | -4.69885736721139+51.4031265319832i | 51.6174 | 0.025204 | -31.9707 | -98.1959
190 | [5 empty] | 0.26389 | 18 | 0.29976 |  |  |  | -56.3136129265016-2.58616894909351i | 56.373 | 0.027526 | -31.2052 | -97.4304
148 | [5 empty] | 0.27855 | 19 | 0.31641 |  |  |  | 14.897936889547+50.0911908960418i | 52.2597 | 0.025517 | -31.8633 | -98.0885
201 | [5 empty] | 0.29321 | 20 | 0.33306 |  |  |  | 16.9305106917287-29.813799371047i | 34.2856 | 0.016741 | -35.5244 | -101.7496
347 | [5 empty] | 0.30787 | 21 | 0.34971 |  |  |  | -12.0564435589423-8.27801671567479i | 14.6248 | 0.007141 | -42.9248 | -109.1501
579 | [5 empty] | 0.32253 | 22 | 0.36637 |  |  |  | 22.7264900444571-17.2209766384674i | 28.5141 | 0.013923 | -37.1254 | -103.3506
884 | [5 empty] | 0.33719 | 23 | 0.38302 |  |  |  | -7.47724997681211+62.0573540494661i | 62.5062 | 0.030521 | -30.3081 | -96.5334
1250 | [5 empty] | 0.35185 | 24 | 0.39967 |  |  |  | -37.9128155416245-22.5841900600513i | 44.1297 | 0.021548 | -33.332 | -99.5572
1656 | [5 empty] | 0.36651 | 25 | 0.41633 |  |  |  | -60.6192834853111-34.4271232793957i | 69.7132 | 0.03404 | -29.3603 | -95.5856
2083 | [5 empty] | 0.38117 | 26 | 0.43298 |  |  |  | 28.8210123908368-68.7244381272192i | 74.5231 | 0.036388 | -28.7808 | -95.006
2512 | [5 empty] | 0.39583 | 27 | 0.44963 |  |  |  | -49.7059840709343+28.7637471353884i | 57.4285 | 0.028041 | -31.044 | -97.2693
2917 | [5 empty] | 0.41049 | 28 | 0.46629 |  |  |  | 12.6879616572104-55.5701647753809i | 57.0002 | 0.027832 | -31.1091 | -97.3343
3281 | [5 empty] | 0.42515 | 29 | 0.48294 |  |  |  | 56.8351534269681-13.5955245228658i | 58.4386 | 0.028534 | -30.8926 | -97.1178
3588 | [5 empty] | 0.43981 | 30 | 0.49959 |  |  |  | -44.1741072169737-8.46655188233601i | 44.9782 | 0.021962 | -33.1666 | -99.3918
3820 | [5 empty] | 0.45447 | 31 | 0.51625 |  |  |  | -37.0624545610271-7.50831307112811i | 37.8153 | 0.018465 | -34.6732 | -100.8985
3966 | [5 empty] | 0.46913 | 32 | 0.53290 |  |  |  | 43.9083170198069+60.9889501504047i | 75.1505 | 0.036695 | -28.708 | -94.9332
4018 | [5 empty] | 0.48379 | 33 | 0.54955 |  |  |  | -13.6032803875429+26.285476176482i | 29.5969 | 0.014452 | -36.8017 | -103.0269
3978 | [5 empty] | 0.49845 | 34 | 0.56620 |  |  |  | 36.1657005109034+61.1759901513006i | 71.0666 | 0.0347 | -29.1933 | -95.4185
3845 | [5 empty] | 0.51311 | 35 | 0.58286 |  |  |  | 69.3668804142109-4.35331505660432E-002i | 69.3669 | 0.033871 | -29.4036 | -95.6288
3623 | [5 empty] | 0.52777 | 36 | 0.59951 |  |  |  | 125.384067048426-134.841850668841i | 184.129 | 0.089907 | -20.9242 | -87.1494
3326 | [5 empty] | 0.54243 | 37 | 0.61616 |  |  |  | 63.6182725038747-37.3176296162958i | 73.7556 | 0.036013 | -28.8707 | -95.0959
2967 | [5 empty] | 0.5571 | 38 | 0.63282 |  |  |  | 4.53820061277876+49.0090482383141i | 49.2187 | 0.024033 | -32.384 | -98.6092
2567 | [5 empty] | 0.57176 | 39 | 0.64947 |  |  |  | -40.3349211704652+7.71790680667218i | 41.0667 | 0.020052 | -33.9568 | -100.1821
2139 | [5 empty] | 0.58642 | 40 | 0.66612 |  |  |  | -2.77431663822075-14.8159851788705i | 15.0735 | 0.0073601 | -42.6623 | -108.8876
1711 | [5 empty] | 0.60108 | 41 | 0.68278 |  |  |  | 66.3064934303151+22.5832466359742i | 70.0468 | 0.034203 | -29.3188 | -95.5441
1302 | [5 empty] | 0.61574 | 42 | 0.69943 |  |  |  | 5.73110845808768-53.3456304933716i | 53.6526 | 0.026198 | -31.6348 | -97.86
930 | [5 empty] | 0.6304 | 43 | 0.71608 |  |  |  | -61.7577024350819-25.3039501549327i | 66.7406 | 0.032588 | -29.7388 | -95.9641
616 | [5 empty] | 0.64506 | 44 | 0.73273 |  |  |  | 38.1270141370031-16.2065320098423i | 41.4285 | 0.020229 | -33.8806 | -100.1059
373 | [5 empty] | 0.65972 | 45 | 0.74939 |  |  |  | 36.2573377673874-52.7808852010827i | 64.0345 | 0.031267 | -30.0983 | -96.3236
216 | [5 empty] | 0.67438 | 46 | 0.76604 |  |  |  | 0.38138913050212+10.2005961413678i | 10.2077 | 0.0049842 | -46.048 | -112.2733
149 | [5 empty] | 0.68904 | 47 | 0.78269 |  |  |  | 25.3778866056136+18.7173868945197i | 31.5338 | 0.015397 | -36.2511 | -102.4763
179 | [5 empty] | 0.7037 | 48 | 0.79935 |  |  |  | 35.0178935393319+25.6318850067996i | 43.3964 | 0.02119 | -33.4775 | -99.7028
303 | [5 empty] | 0.71836 | 49 | 0.81600 |  |  |  | -22.2370710435058-29.6673599042586i | 37.0761 | 0.018104 | -34.8447 | -101.07
514 | [5 empty] | 0.73302 | 50 | 0.83265 |  |  |  | -2.92954993535092-29.7237947750271i | 29.8678 | 0.014584 | -36.7225 | -102.9478
803 | [5 empty] | 0.74768 | 51 | 0.84931 |  |  |  | -16.6151476020362-52.8293691673367i | 55.3806 | 0.027041 | -31.3595 | -97.5847
1154 | [5 empty] | 0.76234 | 52 | 0.86596 |  |  |  | -21.5142665724262+8.80732250457068i | 23.2472 | 0.011351 | -38.8992 | -105.1244
1553 | [5 empty] | 0.777 | 53 | 0.88261 |  |  |  | -56.1093262516737+4.58850949998191i | 56.2966 | 0.027489 | -31.217 | -97.4422
1977 | [5 empty] | 0.79166 | 54 | 0.89927 |  |  |  | -4.99254538673327+14.6538197144051i | 15.481 | 0.0075591 | -42.4306 | -108.6559
2406 | [5 empty] | 0.80632 | 55 | 0.91592 |  |  |  | 0.163875443368674-14.4567761090009i | 14.4577 | 0.0070594 | -43.0246 | -109.2499
2818 | [5 empty] | 0.82098 | 56 | 0.93257 |  |  |  | -25.4713948737883-66.8175234866613i | 71.5079 | 0.034916 | -29.1395 | -95.3648
3196 | [5 empty] | 0.83564 | 57 | 0.94922 |  |  |  | -43.593346438165-16.1567296759713i | 46.4911 | 0.022701 | -32.8792 | -99.1045
3519 | [5 empty] | 0.8503 | 58 | 0.96588 |  |  |  | 3.78845957295914+6.14797571974175i | 7.2215 | 0.0035261 | -49.0541 | -115.2793
3768 | [5 empty] | 0.86496 | 59 | 0.98253 |  |  |  | 38.1495900704891-49.5143936169102i | 62.5065 | 0.030521 | -30.3081 | -96.5333
3938 | [5 empty] | 0.87962 | 60 | 0.99918 |  |  |  | 60.3712152665492+26.5638265661726i | 65.957 | 0.032206 | -29.8414 | -96.0666
4014 | [5 empty] | 0.89428 | 61 | 1.01584 |  |  |  | -9.26060306294912+34.209273375701i | 35.4406 | 0.017305 | -35.2366 | -101.4618
3998 | [5 empty] | 0.90894 | 62 | 1.03249 |  |  |  | 28.564983410822-18.8816217945308i | 34.2414 | 0.016719 | -35.5356 | -101.7608
3886 | [5 empty] | 0.92361 | 63 | 1.04914 |  |  |  | -26.2623557649868+6.07556284893167i | 26.956 | 0.013162 | -37.6135 | -103.8388
3684 | [5 empty] | 0.93827 | 64 | 1.06580 |  |  |  | -4.13827830166627+1.28136288941606i | 4.3321 | 0.0021153 | -53.4926 | -119.7178
3406 | [5 empty] | 0.95293 | 65 | 1.08245 |  |  |  | 11.094793250684+26.0546505220887i | 28.3185 | 0.013827 | -37.1852 | -103.4104
3061 | [5 empty] | 0.96759 | 66 | 1.09910 |  |  |  | 5.38142740590915-53.6096723238243i | 53.8791 | 0.026308 | -31.5982 | -97.8234
2669 | [5 empty] | 0.98225 | 67 | 1.11576 |  |  |  | -39.4649941767338-7.93351261704296i | 40.2545 | 0.019656 | -34.1303 | -100.3556
2247 | [5 empty] | 0.99691 | 68 | 1.13241 |  |  |  | -27.4218700302948+1.75452244351665i | 27.4779 | 0.013417 | -37.4469 | -103.6722
1818 | [5 empty] | 1.0116 | 69 | 1.14906 |  |  |  | 5.97183171802755+15.4944909276348i | 16.6055 | 0.0081081 | -41.8216 | -108.0468
1399 | [5 empty] | 1.0262 | 70 | 1.16571 |  |  |  | -60.182149539787-27.6592302722977i | 66.2339 | 0.032341 | -29.805 | -96.0302
1017 | [5 empty] | 1.0409 | 71 | 1.18237 |  |  |  | -31.2446578282079+17.745173050551i | 35.9322 | 0.017545 | -35.1169 | -101.3422
686 | [5 empty] | 1.0555 | 72 | 1.19902 |  |  |  | 22.8273507699978-18.5736188301964i | 29.429 | 0.01437 | -36.8511 | -103.0763
425 | [5 empty] | 1.0702 | 73 | 1.21567 |  |  |  | 36.0727242241449-5.48762756286634i | 36.4877 | 0.017816 | -34.9837 | -101.2089
246 | [5 empty] | 1.0849 | 74 | 1.23233 |  |  |  | -6.89016449513033-1.80522344313597i | 7.1227 | 0.0034779 | -49.1737 | -115.3989
157 | [5 empty] | 1.0995 | 75 | 1.24898 |  |  |  | -33.264542349254+77.3052163648713i | 84.1583 | 0.041093 | -27.7247 | -93.9499
163 | [5 empty] | 1.1142 | 76 | 1.26563 |  |  |  | -2.5938084861192-9.21133747271193i | 9.5696 | 0.0046726 | -46.6088 | -112.834
265 | [5 empty] | 1.1289 | 77 | 1.28229 |  |  |  | 24.102313108681-26.510863253391i | 35.8294 | 0.017495 | -35.1418 | -101.3671
455 | [5 empty] | 1.1435 | 78 | 1.29894 |  |  |  | 30.1423029468208+8.03120429109566i | 31.1939 | 0.015231 | -36.3452 | -102.5705
724 | [5 empty] | 1.1582 | 79 | 1.31559 |  |  |  | -10.7273092417083-14.0365391072054i | 17.6663 | 0.0086261 | -41.2837 | -107.5089
1062 | [5 empty] | 1.1728 | 80 | 1.33225 |  |  |  | -23.2512418594422+4.8521685396305i | 23.7521 | 0.011598 | -38.7125 | -104.9378
1450 | [5 empty] | 1.1875 | 81 | 1.34890 |  |  |  | 47.5952061470516-8.73324762014589i | 48.3898 | 0.023628 | -32.5315 | -98.7568
1871 | [5 empty] | 1.2022 | 82 | 1.36555 |  |  |  | -39.4715311906147-28.4381216033637i | 48.649 | 0.023754 | -32.4851 | -98.7104
2300 | [5 empty] | 1.2168 | 83 | 1.38220 |  |  |  | -32.6653292954752-32.3021841564949i | 45.9397 | 0.022431 | -32.9828 | -99.2081
2719 | [5 empty] | 1.2315 | 84 | 1.39886 |  |  |  | -16.4865253329218-38.2682723180681i | 41.6685 | 0.020346 | -33.8304 | -100.0557
3107 | [5 empty] | 1.2461 | 85 | 1.41551 |  |  |  | 4.75003309056033+4.41093651178858i | 6.4822 | 0.0031651 | -49.9921 | -116.2174
3443 | [5 empty] | 1.2608 | 86 | 1.43216 |  |  |  | 3.88631801526027+6.37113156607824i | 7.4629 | 0.003644 | -48.7685 | -114.9937
3714 | [5 empty] | 1.2755 | 87 | 1.44882 |  |  |  | 35.4175113289444-47.7448893888032i | 59.4472 | 0.029027 | -30.744 | -96.9692
3905 | [5 empty] | 1.2901 | 88 | 1.46547 |  |  |  | 33.7133991641897-28.043427254182i | 43.8523 | 0.021412 | -33.3867 | -99.612
4004 | [5 empty] | 1.3048 | 89 | 1.48212 |  |  |  | 29.9623384163106-16.2857395877547i | 34.1023 | 0.016652 | -35.5709 | -101.7962
4010 | [5 empty] | 1.3194 | 90 | 1.49878 |  |  |  | -2.50239675498567-35.0503707516752i | 35.1396 | 0.017158 | -35.3107 | -101.5359
3923 | [5 empty] | 1.3341 | 91 | 1.51543 |  |  |  | -9.6404099219871-66.2651954733581i | 66.9628 | 0.032697 | -29.7099 | -95.9352
3743 | [5 empty] | 1.3488 | 92 | 1.53208 |  |  |  | 28.0052653882561-26.1425473991465i | 38.3109 | 0.018707 | -34.5601 | -100.7854
3482 | [5 empty] | 1.3634 | 93 | 1.54874 |  |  |  | 21.9396856664561-16.3711319312673i | 27.3745 | 0.013366 | -37.4797 | -103.7049
3153 | [5 empty] | 1.3781 | 94 | 1.56539 |  |  |  | 55.6300039451078-45.2960322198594i | 71.7386 | 0.035029 | -29.1115 | -95.3368
2769 | [5 empty] | 1.3927 | 95 | 1.58204 |  |  |  | 7.92035134442758+36.1768587689307i | 37.0337 | 0.018083 | -34.8547 | -101.0799
2353 | [5 empty] | 1.4074 | 96 | 1.59869 |  |  |  | 42.2305752063685+13.612835178225i | 44.3704 | 0.021665 | -33.2847 | -99.51
1925 | [5 empty] | 1.4221 | 97 | 1.61535 |  |  |  | 3.30891372906762+4.3643464882211i | 5.4769 | 0.0026743 | -51.4559 | -117.6812
1502 | [5 empty] | 1.4367 | 98 | 1.63200 |  |  |  | -56.0215569617622-53.032756355671i | 77.142 | 0.037667 | -28.4808 | -94.706
1109 | [5 empty] | 1.4514 | 99 | 1.64865 |  |  |  | 18.0921063986272-2.10711478200396i | 18.2144 | 0.0088937 | -41.0183 | -107.2436
764 | [5 empty] | 1.466 | 100 | 1.66531 |  |  |  | 19.1977511009202-10.774991225405i | 22.0149 | 0.010749 | -39.3723 | -105.5975
485 | [5 empty] | 1.4807 | 101 | 1.68196 |  |  |  | -8.38100616860325-12.8569132411868i | 15.3474 | 0.0074938 | -42.5059 | -108.7312
284 | [5 empty] | 1.4954 | 102 | 1.69861 |  |  |  | -27.7028187372715-4.79320208452292i | 28.1144 | 0.013728 | -37.248 | -103.4733
172 | [5 empty] | 1.51 | 103 | 1.71527 |  |  |  | 0.657111258407419-52.7735855237311i | 52.7777 | 0.02577 | -31.7776 | -98.0028
153 | [5 empty] | 1.5247 | 104 | 1.73192 |  |  |  | -1.40527515891708-36.3921619438945i | 36.4193 | 0.017783 | -35 | -101.2252
230 | [5 empty] | 1.5393 | 105 | 1.74857 |  |  |  | -17.3791622195983+7.21470705998089i | 18.8172 | 0.0091881 | -40.7355 | -106.9607
399 | [5 empty] | 1.554 | 106 | 1.76523 |  |  |  | -18.4403860725785+9.28298560221602i | 20.6451 | 0.010081 | -39.9302 | -106.1555
650 | [5 empty] | 1.5687 | 107 | 1.78188 |  |  |  | 39.1664519314793-43.6154535982855i | 58.6201 | 0.028623 | -30.8657 | -97.0909
974 | [5 empty] | 1.5833 | 108 | 1.79853 |  |  |  | 5.04627159204263-50.8961555940583i | 51.1457 | 0.024973 | -32.0504 | -98.2757
1350 | [5 empty] | 1.598 | 109 | 1.81518 |  |  |  | -18.6691892143249+52.3238991041518i | 55.5547 | 0.027126 | -31.3322 | -97.5574
1765 | [5 empty] | 1.6126 | 110 | 1.83184 |  |  |  | 30.3046294604874+11.2961945650993i | 32.3415 | 0.015792 | -36.0314 | -102.2566
2192 | [5 empty] | 1.6273 | 111 | 1.84849 |  |  |  | 15.960501817396-55.7519697554572i | 57.9915 | 0.028316 | -30.9593 | -97.1846
2617 | [5 empty] | 1.642 | 112 | 1.86514 |  |  |  | 13.0069007076254+24.7248042135518i | 27.9373 | 0.013641 | -37.3029 | -103.5281
3015 | [5 empty] | 1.6566 | 113 | 1.88180 |  |  |  | -25.8361743624487-28.4050422168522i | 38.3973 | 0.018749 | -34.5406 | -100.7658
3366 | [5 empty] | 1.6713 | 114 | 1.89845 |  |  |  | -39.6885474701074-8.01845355039005i | 40.4904 | 0.019771 | -34.0795 | -100.3048
3655 | [5 empty] | 1.6859 | 115 | 1.91510 |  |  |  | 2.42284018970497+15.6989664319432i | 15.8848 | 0.0077563 | -42.2069 | -108.4322
3866 | [5 empty] | 1.7006 | 116 | 1.93176 |  |  |  | 28.2745054857214+8.36386114907685i | 29.4856 | 0.014397 | -36.8344 | -103.0596
3988 | [5 empty] | 1.7153 | 117 | 1.94841 |  |  |  | 67.240633030033+34.7257660061842i | 75.6781 | 0.036952 | -28.6472 | -94.8724
4017 | [5 empty] | 1.7299 | 118 | 1.96506 |  |  |  | -1.94782610921551+25.9223887987113i | 25.9955 | 0.012693 | -37.9286 | -104.1539
3952 | [5 empty] | 1.7446 | 119 | 1.98171 |  |  |  | -13.1413000581543-8.20523458534305i | 15.4926 | 0.0075647 | -42.4241 | -108.6494
3796 | [5 empty] | 1.7592 | 120 | 1.99837 |  |  |  | 87.4292154659661-80.9889172791998i | 119.1766 | 0.058192 | -24.7028 | -90.928
3554 | [5 empty] | 1.7739 | 121 | 2.01502 |  |  |  | 40.23521868133+15.6093002158042i | 43.157 | 0.021073 | -33.5256 | -99.7508
3239 | [5 empty] | 1.7886 | 122 | 2.03167 |  |  |  | 55.173066372004+4.55608106471587i | 55.3609 | 0.027032 | -31.3625 | -97.5878
2869 | [5 empty] | 1.8032 | 123 | 2.04833 |  |  |  | 13.940598495095+46.8780233121345i | 48.9069 | 0.02388 | -32.4392 | -98.6644
2459 | [5 empty] | 1.8179 | 124 | 2.06498 |  |  |  | -23.2422790247031+67.6208902549622i | 71.5038 | 0.034914 | -29.14 | -95.3653
2031 | [5 empty] | 1.8325 | 125 | 2.08163 |  |  |  | -57.2873487887427-23.5086131362751i | 61.9233 | 0.030236 | -30.3895 | -96.6148
1605 | [5 empty] | 1.8472 | 126 | 2.09829 |  |  |  | 31.3656751848435-51.2584751362783i | 60.0936 | 0.029343 | -30.65 | -96.8753
1201 | [5 empty] | 1.8619 | 127 | 2.11494 |  |  |  | -0.649252704829053-43.111691798603i | 43.1166 | 0.021053 | -33.5337 | -99.759
844 | [5 empty] | 1.8765 | 128 | 2.13159 |  |  |  | -19.2619076179413+42.2360014744746i | 46.4209 | 0.022666 | -32.8923 | -99.1176
547 | [5 empty] | 1.8912 | 129 | 2.14825 |  |  |  | -90.6137954474159+68.5963232978229i | 113.65 | 0.055493 | -25.1152 | -91.3405
325 | [5 empty] | 1.9059 | 130 | 2.16490 |  |  |  | 15.521911579916-31.9731606603261i | 35.5417 | 0.017354 | -35.2118 | -101.4371
189 | [5 empty] | 1.9205 | 131 | 2.18155 |  |  |  | -1.49455175139884+84.0463228043026i | 84.0596 | 0.041045 | -27.7349 | -93.9601
149 | [5 empty] | 1.9352 | 132 | 2.19820 |  |  |  | 2.31997775313055-38.9741363110686i | 39.0431 | 0.019064 | -34.3957 | -100.621
204 | [5 empty] | 1.9498 | 133 | 2.21486 |  |  |  | 11.2823466462821+27.970544446578i | 30.1603 | 0.014727 | -36.6379 | -102.8631
348 | [5 empty] | 1.9645 | 134 | 2.23151 |  |  |  | -50.6811501561411-26.2708992050758i | 57.0854 | 0.027874 | -31.0961 | -97.3214
583 | [5 empty] | 1.9792 | 135 | 2.24816 |  |  |  | 12.3468502817133+26.3301188790705i | 29.0813 | 0.0142 | -36.9543 | -103.1796
886 | [5 empty] | 1.9938 | 136 | 2.26482 |  |  |  | -9.27254898018403-75.2721717625663i | 75.8411 | 0.037032 | -28.6285 | -94.8538
1252 | [5 empty] | 2.0085 | 137 | 2.28147 |  |  |  | -16.7475712261519-22.0616960368298i | 27.6984 | 0.013525 | -37.3775 | -103.6028
1658 | [5 empty] | 2.0231 | 138 | 2.29812 |  |  |  | -44.2037691824618-17.2113864091514i | 47.4363 | 0.023162 | -32.7044 | -98.9296
2087 | [5 empty] | 2.0378 | 139 | 2.31478 |  |  |  | -32.8533422165157+38.1126669023514i | 50.3182 | 0.024569 | -32.1921 | -98.4174
2514 | [5 empty] | 2.0525 | 140 | 2.33143 |  |  |  | -29.5815489653623+65.8617548943845i | 72.2 | 0.035254 | -29.0559 | -95.2811
2919 | [5 empty] | 2.0671 | 141 | 2.34808 |  |  |  | 27.7365207864592+74.1160284044595i | 79.136 | 0.038641 | -28.2591 | -94.4844
3284 | [5 empty] | 2.0818 | 142 | 2.36474 |  |  |  | -40.7826547367403-83.4289333247742i | 92.8634 | 0.045343 | -26.8697 | -93.095
3590 | [5 empty] | 2.0964 | 143 | 2.38139 |  |  |  | -19.0608767297782-68.5146888977902i | 71.1167 | 0.034725 | -29.1872 | -95.4124
3820 | [5 empty] | 2.1111 | 144 | 2.39804 |  |  |  | -116.092827029109-29.638864702427i | 119.8166 | 0.058504 | -24.6563 | -90.8815
3966 | [5 empty] | 2.1258 | 145 | 2.41469 |  |  |  | 1898278.14911391-3481440.62138549i | 3965335.8914 | 1936.1992 | 65.739 | -0.48625
4020 | [5 empty] | 2.1404 | 146 | 2.43135 |  |  |  | -0.995585099399666-112.023071384579i | 112.0275 | 0.054701 | -25.2401 | -91.4654
3977 | [5 empty] | 2.1551 | 147 | 2.44800 |  |  |  | -4.33470042610677+71.3935254068024i | 71.525 | 0.034924 | -29.1374 | -95.3627
3843 | [5 empty] | 2.1697 | 148 | 2.46465 |  |  |  | -19.89857611902-39.7145368934688i | 44.4207 | 0.02169 | -33.2749 | -99.5001
3622 | [5 empty] | 2.1844 | 149 | 2.48131 |  |  |  | 34.0416675900214-43.8278895608683i | 55.4952 | 0.027097 | -31.3415 | -97.5667
3323 | [5 empty] | 2.1991 | 150 | 2.49796 |  |  |  | -31.8611300050068-63.8637265730223i | 71.3702 | 0.034849 | -29.1563 | -95.3815
2966 | [5 empty] | 2.2137 | 151 | 2.51461 |  |  |  | -22.5231397933939+106.688908904038i | 109.0404 | 0.053242 | -25.4748 | -91.7001
2562 | [5 empty] | 2.2284 | 152 | 2.53127 |  |  |  | -81.701196472461+96.6223609064996i | 126.5344 | 0.061784 | -24.1824 | -90.4077
2137 | [5 empty] | 2.243 | 153 | 2.54792 |  |  |  | 125.97811715445-99.7009376346563i | 160.6573 | 0.078446 | -22.1086 | -88.3338
1709 | [5 empty] | 2.2577 | 154 | 2.56457 |  |  |  | 60.9703128082973-0.585261757166248i | 60.9731 | 0.029772 | -30.5238 | -96.7491
1298 | [5 empty] | 2.2724 | 155 | 2.58123 |  |  |  | 11.6621092980172-22.1162447201962i | 25.0027 | 0.012208 | -38.2669 | -104.4921
928 | [5 empty] | 2.287 | 156 | 2.59788 |  |  |  | 61.0317443549584+26.2307840976503i | 66.4299 | 0.032436 | -29.7793 | -96.0046
613 | [5 empty] | 2.3017 | 157 | 2.61453 |  |  |  | -70.5808760375502+5.3808042268327i | 70.7857 | 0.034563 | -29.2277 | -95.4529
371 | [5 empty] | 2.3163 | 158 | 2.63118 |  |  |  | 97.9419863213285-39.6764423128048i | 105.6733 | 0.051598 | -25.7473 | -91.9725
216 | [5 empty] | 2.331 | 159 | 2.64784 |  |  |  | 8.51400498354271+33.3458305346126i | 34.4156 | 0.016804 | -35.4915 | -101.7167
150 | [5 empty] | 2.3457 | 160 | 2.66449 |  |  |  | -14.9784813649886+1.19371528488513i | 15.026 | 0.0073369 | -42.6897 | -108.915
180 | [5 empty] | 2.3603 | 161 | 2.68114 |  |  |  | 25.1527521099013+29.645869681049i | 38.8785 | 0.018984 | -34.4324 | -100.6577
304 | [5 empty] | 2.375 | 162 | 2.69780 |  |  |  | 47.0757367699852-8.33578763414332i | 47.8081 | 0.023344 | -32.6366 | -98.8618
516 | [5 empty] | 2.3896 | 163 | 2.71445 |  |  |  | 6.38592989928568+38.1468852726765i | 38.6777 | 0.018886 | -34.4774 | -100.7026
804 | [5 empty] | 2.4043 | 164 | 2.73110 |  |  |  | 28.5499395787103-23.1741043141492i | 36.7714 | 0.017955 | -34.9164 | -101.1416
1157 | [5 empty] | 2.419 | 165 | 2.74776 |  |  |  | -25.4421003898638-42.5956855966802i | 49.6155 | 0.024226 | -32.3143 | -98.5395
1555 | [5 empty] | 2.4336 | 166 | 2.76441 |  |  |  | 29.9431052830883-10.4741935059998i | 31.7222 | 0.015489 | -36.1993 | -102.4246
1979 | [5 empty] | 2.4483 | 167 | 2.78106 |  |  |  | -74.8966942957559-17.1499612446941i | 76.8351 | 0.037517 | -28.5154 | -94.7407
2408 | [5 empty] | 2.4629 | 168 | 2.79772 |  |  |  | -11.1606021583633-56.1332129534772i | 57.232 | 0.027945 | -31.0738 | -97.2991
2821 | [5 empty] | 2.4776 | 169 | 2.81437 |  |  |  | -111.742595325784+5.03346626787178i | 111.8559 | 0.054617 | -25.2534 | -91.4787
3197 | [5 empty] | 2.4923 | 170 | 2.83102 |  |  |  | 42.8215660340149-14.9858426261031i | 45.3681 | 0.022152 | -33.0916 | -99.3168
3520 | [5 empty] | 2.5069 | 171 | 2.84767 |  |  |  | 5.76887424773433+28.5425298753911i | 29.1197 | 0.014219 | -36.9429 | -103.1681
3771 | [5 empty] | 2.5216 | 172 | 2.86433 |  |  |  | -37.6135540182998-17.4600590568203i | 41.4685 | 0.020248 | -33.8722 | -100.0975
3938 | [5 empty] | 2.5362 | 173 | 2.88098 |  |  |  | -10.1367881215359-35.3994180552105i | 36.8222 | 0.01798 | -34.9044 | -101.1297
4015 | [5 empty] | 2.5509 | 174 | 2.89763 |  |  |  | -26.5490211077165-34.7170976677049i | 43.705 | 0.02134 | -33.416 | -99.6412
3997 | [5 empty] | 2.5656 | 175 | 2.91429 |  |  |  | -47.8216733191818-35.2206159691662i | 59.392 | 0.029 | -30.752 | -96.9773
3886 | [5 empty] | 2.5802 | 176 | 2.93094 |  |  |  | -0.407546384097444-28.7714525457761i | 28.7743 | 0.01405 | -37.0465 | -103.2717
3684 | [5 empty] | 2.5949 | 177 | 2.94759 |  |  |  | -37.7691593381026+49.9645892846221i | 62.6336 | 0.030583 | -30.2904 | -96.5157
3405 | [5 empty] | 2.6096 | 178 | 2.96425 |  |  |  | -10.829109181677+25.6687406755236i | 27.8595 | 0.013603 | -37.3271 | -103.5524
3059 | [5 empty] | 2.6242 | 179 | 2.98090 |  |  |  | -53.5178276632078-15.5222962367624i | 55.7234 | 0.027209 | -31.3058 | -97.5311
2666 | [5 empty] | 2.6389 | 180 | 2.99755 |  |  |  | -17.9983506986922+29.4803965957464i | 34.5403 | 0.016865 | -35.4601 | -101.6853
2244 | [5 empty] | 2.6535 | 181 | 3.01421 |  |  |  | 35.8388831235173-127.936076690557i | 132.8611 | 0.064874 | -23.7586 | -89.9839
1816 | [5 empty] | 2.6682 | 182 | 3.03086 |  |  |  | 12.9678979204859-6.60564947778652i | 14.5534 | 0.0071061 | -42.9673 | -109.1926
1396 | [5 empty] | 2.6829 | 183 | 3.04751 |  |  |  | 12.9075673945969-7.98883382213666i | 15.1798 | 0.007412 | -42.6013 | -108.8265
1017 | [5 empty] | 2.6975 | 184 | 3.06416 |  |  |  | -27.0100942216881+12.1708164953492i | 29.6256 | 0.014466 | -36.7933 | -103.0185
683 | [5 empty] | 2.7122 | 185 | 3.08082 |  |  |  | 29.7854089403376-29.1185050902502i | 41.654 | 0.020339 | -33.8335 | -100.0587
424 | [5 empty] | 2.7268 | 186 | 3.09747 |  |  |  | -25.9204982784178+7.3447973746724i | 26.941 | 0.013155 | -37.6183 | -103.8436
245 | [5 empty] | 2.7415 | 187 | 3.11412 |  |  |  | 8.63883899867562+17.5044020388884i | 19.5201 | 0.0095313 | -40.417 | -106.6422
157 | [5 empty] | 2.7562 | 188 | 3.13078 |  |  |  | 31.3836912160068-33.2445566368511i | 45.718 | 0.022323 | -33.0249 | -99.2501
163 | [5 empty] | 2.7708 | 189 | 3.14743 |  |  |  | -4.70748014868164+10.3984428690515i | 11.4144 | 0.0055734 | -45.0776 | -111.3028
264 | [5 empty] | 2.7855 | 190 | 3.16408 |  |  |  | -34.9804642008383+0.443516782736741i | 34.9833 | 0.017082 | -35.3494 | -101.5746
456 | [5 empty] | 2.8001 | 191 | 3.18074 |  |  |  | 5.87241397242528+6.15958660529093i | 8.5103 | 0.0041554 | -47.6277 | -113.8529
726 | [5 empty] | 2.8148 | 192 | 3.19739 |  |  |  | 56.5953737140191-6.78724731059618i | 57.0009 | 0.027832 | -31.109 | -97.3342
1064 | [5 empty] | 2.8295 | 193 | 3.21404 |  |  |  | -28.6401120578337+39.950080938774i | 49.1555 | 0.024002 | -32.3952 | -98.6204
1454 | [5 empty] | 2.8441 | 194 | 3.23070 |  |  |  | 7.98611588815681-50.7478073609349i | 51.3723 | 0.025084 | -32.012 | -98.2373
1873 | [5 empty] | 2.8588 | 195 | 3.24735 |  |  |  | -49.0243774147021-20.9511975533977i | 53.3136 | 0.026032 | -31.6898 | -97.9151
2303 | [5 empty] | 2.8734 | 196 | 3.26400 |  |  |  | 11.7280459408827+14.6230006503342i | 18.7451 | 0.0091529 | -40.7688 | -106.9941
2721 | [5 empty] | 2.8881 | 197 | 3.28065 |  |  |  | -27.2068356239584-23.8382214460025i | 36.1728 | 0.017663 | -35.059 | -101.2842
3110 | [5 empty] | 2.9028 | 198 | 3.29731 |  |  |  | -22.3702918914263+13.7967623627536i | 26.2827 | 0.012833 | -37.8332 | -104.0584
3447 | [5 empty] | 2.9174 | 199 | 3.31396 |  |  |  | 37.6039055822873+8.05128225193478i | 38.4562 | 0.018777 | -34.5273 | -100.7525
3716 | [5 empty] | 2.9321 | 200 | 3.33061 |  |  |  | -31.6904485988038+25.7051658122304i | 40.8049 | 0.019924 | -34.0124 | -100.2376
3907 | [5 empty] | 2.9467 | 201 | 3.34727 |  |  |  | 28.4527077419774-9.41491239799795i | 29.9699 | 0.014634 | -36.6929 | -102.9181
4005 | [5 empty] | 2.9614 | 202 | 3.36392 |  |  |  | 31.6728582153062-2.82476191183252i | 31.7986 | 0.015527 | -36.1784 | -102.4037
4010 | [5 empty] | 2.9761 | 203 | 3.38057 |  |  |  | 36.8904927482183+52.8709778252769i | 64.469 | 0.031479 | -30.0396 | -96.2648
3922 | [5 empty] | 2.9907 | 204 | 3.39723 |  |  |  | -29.2247189104644-11.7534213089557i | 31.4996 | 0.015381 | -36.2605 | -102.4857
3741 | [5 empty] | 3.0054 | 205 | 3.41388 |  |  |  | 10.411734113958+18.1828012516207i | 20.9528 | 0.010231 | -39.8018 | -106.027
3481 | [5 empty] | 3.02 | 206 | 3.43053 |  |  |  | 26.7566148520641+6.03288616724562i | 27.4283 | 0.013393 | -37.4626 | -103.6879
3149 | [5 empty] | 3.0347 | 207 | 3.44718 |  |  |  | 77.5238257103814-33.530947114229i | 84.4646 | 0.041242 | -27.6931 | -93.9184
2767 | [5 empty] | 3.0494 | 208 | 3.46384 |  |  |  | 10.8113811325999+1.24460271959266i | 10.8828 | 0.0053139 | -45.4918 | -111.717
2351 | [5 empty] | 3.064 | 209 | 3.48049 |  |  |  | 14.3704600255965+21.7788733359015i | 26.0927 | 0.012741 | -37.8962 | -104.1215
1921 | [5 empty] | 3.0787 | 210 | 3.49714 |  |  |  | 23.4802682423578+18.6688324889197i | 29.9975 | 0.014647 | -36.6849 | -102.9102
1498 | [5 empty] | 3.0933 | 211 | 3.51380 |  |  |  | 10.3377013226282-14.1697731343658i | 17.54 | 0.0085644 | -41.346 | -107.5713
1107 | [5 empty] | 3.108 | 212 | 3.53045 |  |  |  | -11.9585744608514+15.825652972197i | 19.8358 | 0.0096854 | -40.2776 | -106.5029
761 | [5 empty] | 3.1227 | 213 | 3.54710 |  |  |  | 14.5749419179113-15.171556705594i | 21.0382 | 0.010273 | -39.7664 | -105.9917
483 | [5 empty] | 3.1373 | 214 | 3.56376 |  |  |  | -21.4024712433672-18.6935705228706i | 28.4168 | 0.013875 | -37.1551 | -103.3803
282 | [5 empty] | 3.152 | 215 | 3.58041 |  |  |  | -10.0703737182927-13.2843260830347i | 16.6699 | 0.0081396 | -41.7879 | -108.0132
171 | [5 empty] | 3.1666 | 216 | 3.59706 |  |  |  | 28.4231359106329+36.398942239872i | 46.1818 | 0.02255 | -32.9372 | -99.1624
153 | [5 empty] | 3.1813 | 217 | 3.61372 |  |  |  | -68.2612514733966-13.3285634426861i | 69.5503 | 0.03396 | -29.3806 | -95.6059
231 | [5 empty] | 3.196 | 218 | 3.63037 |  |  |  | 58.9943492986785+54.0573626880302i | 80.0158 | 0.03907 | -28.1631 | -94.3883
400 | [5 empty] | 3.2106 | 219 | 3.64702 |  |  |  | 41.6073958878023-33.7952689454014i | 53.6031 | 0.026173 | -31.6428 | -97.868
652 | [5 empty] | 3.2253 | 220 | 3.66367 |  |  |  | -63.0269110137654+17.3000204584675i | 65.3581 | 0.031913 | -29.9206 | -96.1459
976 | [5 empty] | 3.2399 | 221 | 3.68033 |  |  |  | -54.3572789048319+52.6152543472916i | 75.651 | 0.036939 | -28.6503 | -94.8756
1352 | [5 empty] | 3.2546 | 222 | 3.69698 |  |  |  | -35.8260875140134-6.51451901073183i | 36.4136 | 0.01778 | -35.0013 | -101.2266
1767 | [5 empty] | 3.2693 | 223 | 3.71363 |  |  |  | -62.8029079265261+50.113787700104i | 80.3467 | 0.039232 | -28.1272 | -94.3525
2195 | [5 empty] | 3.2839 | 224 | 3.73029 |  |  |  | -23.9868217388776+0.135410249152834i | 23.9872 | 0.011713 | -38.627 | -104.8523
2620 | [5 empty] | 3.2986 | 225 | 3.74694 |  |  |  | -0.299371946231512+46.9370966014843i | 46.9381 | 0.022919 | -32.7961 | -99.0213
3018 | [5 empty] | 3.3133 | 226 | 3.76359 |  |  |  | -29.2818361059341-26.1029262170842i | 39.2274 | 0.019154 | -34.3548 | -100.5801
3367 | [5 empty] | 3.3279 | 227 | 3.78025 |  |  |  | -6.65992021087091-7.62572209505431i | 10.1245 | 0.0049436 | -46.1191 | -112.3443
3657 | [5 empty] | 3.3426 | 228 | 3.79690 |  |  |  | 13.3654856767587+11.130678858623i | 17.3933 | 0.0084928 | -41.4189 | -107.6442
3867 | [5 empty] | 3.3572 | 229 | 3.81355 |  |  |  | 19.3490655294487-21.355121019444i | 28.8171 | 0.014071 | -37.0336 | -103.2588
3989 | [5 empty] | 3.3719 | 230 | 3.83021 |  |  |  | -36.0298692592718+26.0930179919777i | 44.4859 | 0.021722 | -33.2621 | -99.4874
4017 | [5 empty] | 3.3866 | 231 | 3.84686 |  |  |  | 4.81399041480128-5.84715275433295i | 7.5739 | 0.0036982 | -48.6402 | -114.8655
3952 | [5 empty] | 3.4012 | 232 | 3.86351 |  |  |  | 12.3754189994293+0.783378451860665i | 12.4002 | 0.0060548 | -44.358 | -110.5833
3795 | [5 empty] | 3.4159 | 233 | 3.88016 |  |  |  | 23.0397333074032-12.3012295956955i | 26.118 | 0.012753 | -37.8878 | -104.1131
3552 | [5 empty] | 3.4305 | 234 | 3.89682 |  |  |  | -12.4234644617633-35.4465516011165i | 37.5606 | 0.01834 | -34.7319 | -100.9572
3238 | [5 empty] | 3.4452 | 235 | 3.91347 |  |  |  | -53.2501817583054-33.3313275405983i | 62.8216 | 0.030675 | -30.2644 | -96.4897
2865 | [5 empty] | 3.4599 | 236 | 3.93012 |  |  |  | -23.4248363196917-17.7318362785493i | 29.3793 | 0.014345 | -36.8658 | -103.091
2456 | [5 empty] | 3.4745 | 237 | 3.94678 |  |  |  | -40.2388938590679+38.2498276250262i | 55.5177 | 0.027108 | -31.338 | -97.5632
2028 | [5 empty] | 3.4892 | 238 | 3.96343 |  |  |  | -9.31598555499202+2.77904667716905i | 9.7217 | 0.0047469 | -46.4718 | -112.697
1601 | [5 empty] | 3.5038 | 239 | 3.98008 |  |  |  | -6.34691883407944-22.8613921485664i | 23.7261 | 0.011585 | -38.7221 | -104.9473
1199 | [5 empty] | 3.5185 | 240 | 3.99674 |  |  |  | 19.2364562159029+22.5386327339076i | 29.6316 | 0.014469 | -36.7915 | -103.0167
842 | [5 empty] | 3.5332 | 241 | 4.01339 |  |  |  | 6.1657482630211-3.58794923063731i | 7.1337 | 0.0034833 | -49.1603 | -115.3855
545 | [5 empty] | 3.5478 | 242 | 4.03004 |  |  |  | -5.58957073664543+8.26207661980546i | 9.9752 | 0.0048707 | -46.2481 | -112.4734
323 | [5 empty] | 3.5625 | 243 | 4.04670 |  |  |  | 4.41011559204095+5.6221022901143i | 7.1454 | 0.003489 | -49.146 | -115.3713
189 | [5 empty] | 3.5771 | 244 | 4.06335 |  |  |  | 20.1281736254995+28.4871002226079i | 34.8806 | 0.017032 | -35.3749 | -101.6002
148 | [5 empty] | 3.5918 | 245 | 4.08000 |  |  |  | 13.4645290200634+42.4115403086292i | 44.4976 | 0.021727 | -33.2599 | -99.4851
203 | [5 empty] | 3.6065 | 246 | 4.09665 |  |  |  | -17.3821375033508-0.532597871200064i | 17.3903 | 0.0084914 | -41.4205 | -107.6457
350 | [5 empty] | 3.6211 | 247 | 4.11331 |  |  |  | 43.622245478086-1.1935752916608i | 43.6386 | 0.021308 | -33.4292 | -99.6544
583 | [5 empty] | 3.6358 | 248 | 4.12996 |  |  |  | 18.4462388433999+13.047862858856i | 22.5945 | 0.011032 | -39.1466 | -105.3718
889 | [5 empty] | 3.6504 | 249 | 4.14661 |  |  |  | 3.65282720903082+48.6151987782096i | 48.7522 | 0.023805 | -32.4667 | -98.692
1255 | [5 empty] | 3.6651 | 250 | 4.16327 |  |  |  | 8.03863216060411-6.96474504950049i | 10.6361 | 0.0051934 | -45.6909 | -111.9162
1661 | [5 empty] | 3.6798 | 251 | 4.17992 |  |  |  | 40.0764477247636+59.9164939521801i | 72.084 | 0.035197 | -29.0698 | -95.2951
2090 | [5 empty] | 3.6944 | 252 | 4.19657 |  |  |  | 14.8952706697594+6.21732607536793i | 16.1408 | 0.0078812 | -42.0681 | -108.2934
2517 | [5 empty] | 3.7091 | 253 | 4.21323 |  |  |  | -71.7223125998093+9.11381054331059i | 72.299 | 0.035302 | -29.0439 | -95.2692
2923 | [5 empty] | 3.7237 | 254 | 4.22988 |  |  |  | 73.7364994471329-121.584778863095i | 142.1968 | 0.069432 | -23.1688 | -89.3941
3285 | [5 empty] | 3.7384 | 255 | 4.24653 |  |  |  | 51.0755392947745+19.5960598684255i | 54.7057 | 0.026712 | -31.4659 | -97.6912
3591 | [5 empty] | 3.7531 | 256 | 4.26319 |  |  |  | -18.4253072448356-5.52224966734828i | 19.2351 | 0.0093921 | -40.5447 | -106.77
3822 | [5 empty] | 3.7677 | 257 | 4.27984 |  |  |  | 73.589267276608+27.5457084239925i | 78.5757 | 0.038367 | -28.3208 | -94.5461
3967 | [5 empty] | 3.7824 | 258 | 4.29649 |  |  |  | -22.4697767389563-31.6088018277826i | 38.7815 | 0.018936 | -34.4541 | -100.6793
4019 | [5 empty] | 3.797 | 259 | 4.31314 |  |  |  | -31.5092396362382+50.3652760045368i | 59.4095 | 0.029009 | -30.7495 | -96.9747
3977 | [5 empty] | 3.8117 | 260 | 4.32980 |  |  |  | 7.25239410524321-15.3112032052091i | 16.942 | 0.0082724 | -41.6473 | -107.8726
3842 | [5 empty] | 3.8264 | 261 | 4.34645 |  |  |  | -16.9836423036853-1.90534729964679i | 17.0902 | 0.0083448 | -41.5717 | -107.7969
3620 | [5 empty] | 3.841 | 262 | 4.36310 |  |  |  | -42.763516099395-31.9536902722867i | 53.3831 | 0.026066 | -31.6785 | -97.9038
3321 | [5 empty] | 3.8557 | 263 | 4.37976 |  |  |  | -3.59177271277034+6.90336485720163i | 7.7819 | 0.0037997 | -48.4049 | -114.6302
2963 | [5 empty] | 3.8703 | 264 | 4.39641 |  |  |  | 8.71828704500386-1.22239414513772i | 8.8036 | 0.0042986 | -47.3334 | -113.5587
2560 | [5 empty] | 3.885 | 265 | 4.41306 |  |  |  | -17.8500285636431-13.0661042021041i | 22.1212 | 0.010801 | -39.3304 | -105.5557
2134 | [5 empty] | 3.8997 | 266 | 4.42972 |  |  |  | 5.86234222309114+0.558308117412432i | 5.8889 | 0.0028754 | -50.826 | -117.0512
1706 | [5 empty] | 3.9143 | 267 | 4.44637 |  |  |  | 0.936386360585249+29.6205099253562i | 29.6353 | 0.01447 | -36.7904 | -103.0157
1296 | [5 empty] | 3.929 | 268 | 4.46302 |  |  |  | 25.7379654663332+11.958376259797i | 28.3804 | 0.013858 | -37.1662 | -103.3915
925 | [5 empty] | 3.9436 | 269 | 4.47968 |  |  |  | -25.3382234054957-1.83365186960488i | 25.4045 | 0.012405 | -38.1284 | -104.3536
611 | [5 empty] | 3.9583 | 270 | 4.49633 |  |  |  | 17.6197797087453+0.214437056408379i | 17.6211 | 0.008604 | -41.3059 | -107.5312
370 | [5 empty] | 3.973 | 271 | 4.51298 |  |  |  | -17.8669855661786-14.7115701326267i | 23.1443 | 0.011301 | -38.9377 | -105.163
214 | [5 empty] | 3.9876 | 272 | 4.52963 |  |  |  | 46.2274037349094+31.0988957961725i | 55.7146 | 0.027204 | -31.3072 | -97.5325
150 | [5 empty] | 4.0023 | 273 | 4.54629 |  |  |  | 1.27106083151457-2.69365920671813i | 2.9785 | 0.0014543 | -56.7467 | -122.9719
181 | [5 empty] | 4.0169 | 274 | 4.56294 |  |  |  | -21.3091994540324+21.4283757932026i | 30.2201 | 0.014756 | -36.6207 | -102.8459
306 | [5 empty] | 4.0316 | 275 | 4.57959 |  |  |  | -13.5614410240421-5.73732377627572E-002i | 13.5616 | 0.0066219 | -43.5804 | -109.8057
517 | [5 empty] | 4.0463 | 276 | 4.59625 |  |  |  | -26.9332236705173-13.5636483662437i | 30.1558 | 0.014725 | -36.6392 | -102.8644
807 | [5 empty] | 4.0609 | 277 | 4.61290 |  |  |  | 13.0762522099437-32.8719739902335i | 35.3773 | 0.017274 | -35.2521 | -101.4773
1159 | [5 empty] | 4.0756 | 278 | 4.62955 |  |  |  | 0.294002564655226+16.798899589048i | 16.8015 | 0.0082038 | -41.7197 | -107.9449
1559 | [5 empty] | 4.0903 | 279 | 4.64621 |  |  |  | 40.6317217086901+0.958337895163249i | 40.643 | 0.019845 | -34.0469 | -100.2721
1982 | [5 empty] | 4.1049 | 280 | 4.66286 |  |  |  | -5.01915428762301+36.3832001822151i | 36.7278 | 0.017933 | -34.9267 | -101.152
2411 | [5 empty] | 4.1196 | 281 | 4.67951 |  |  |  | -13.7819789633222-16.7812247825922i | 21.7153 | 0.010603 | -39.4913 | -105.7165
2824 | [5 empty] | 4.1342 | 282 | 4.69616 |  |  |  | 24.306979793125+31.5991089799945i | 39.8664 | 0.019466 | -34.2145 | -100.4397
3200 | [5 empty] | 4.1489 | 283 | 4.71282 |  |  |  | -1.15724122321175+19.8185450731722i | 19.8523 | 0.0096935 | -40.2704 | -106.4956
3522 | [5 empty] | 4.1636 | 284 | 4.72947 |  |  |  | 75.7879456680874-48.085013478192i | 89.7551 | 0.043826 | -27.1654 | -93.3907
3772 | [5 empty] | 4.1782 | 285 | 4.74612 |  |  |  | 13.892399150489+14.5219576082771i | 20.0969 | 0.0098129 | -40.164 | -106.3893
3939 | [5 empty] | 4.1929 | 286 | 4.76278 |  |  |  | 15.6891407599809+10.9306046916695i | 19.1214 | 0.0093366 | -40.5962 | -106.8215
4015 | [5 empty] | 4.2075 | 287 | 4.77943 |  |  |  | 6.84539133462977-11.0435109472146i | 12.993 | 0.0063442 | -43.9524 | -110.1776
3996 | [5 empty] | 4.2222 | 288 | 4.79608 |  |  |  | 19.1683257520548+16.7659968375799i | 25.4661 | 0.012435 | -38.1073 | -104.3326
3884 | [5 empty] | 4.2369 | 289 | 4.81274 |  |  |  | -72.2371501565618+4.05003779560338i | 72.3506 | 0.035327 | -29.0378 | -95.263
3681 | [5 empty] | 4.2515 | 290 | 4.82939 |  |  |  | 521.114141373139+941.964569086297i | 1076.5023 | 0.52564 | -5.5863 | -71.8115
3402 | [5 empty] | 4.2662 | 291 | 4.84604 |  |  |  | -54.9594357458748+76.7449747321525i | 94.3945 | 0.046091 | -26.7277 | -92.9529
3056 | [5 empty] | 4.2808 | 292 | 4.86270 |  |  |  | 28.6282764259999+4.53710530977449i | 28.9856 | 0.014153 | -36.983 | -103.2082
2662 | [5 empty] | 4.2955 | 293 | 4.87935 |  |  |  | -43.1066834997495-21.1864029630894i | 48.0318 | 0.023453 | -32.596 | -98.8213
2240 | [5 empty] | 4.3102 | 294 | 4.89600 |  |  |  | 7.19457431102037+0.362187839271282i | 7.2037 | 0.0035174 | -49.0755 | -115.3008
1811 | [5 empty] | 4.3248 | 295 | 4.91265 |  |  |  | 17.8839951983332-28.3467553399905i | 33.5168 | 0.016366 | -35.7213 | -101.9466
1393 | [5 empty] | 4.3395 | 296 | 4.92931 |  |  |  | -6.26590630622812+43.4630456003188i | 43.9124 | 0.021442 | -33.3749 | -99.6001
1013 | [5 empty] | 4.3541 | 297 | 4.94596 |  |  |  | -23.6759741651398-28.3311382235374i | 36.9216 | 0.018028 | -34.881 | -101.1062
682 | [5 empty] | 4.3688 | 298 | 4.96261 |  |  |  | 41.4427183775594+7.50100977679478i | 42.1161 | 0.020564 | -33.7376 | -99.9629
423 | [5 empty] | 4.3835 | 299 | 4.97927 |  |  |  | 23.0203482084951-27.7657552107071i | 36.0676 | 0.017611 | -35.0842 | -101.3095
244 | [5 empty] | 4.3981 | 300 | 4.99592 |  |  |  | 20.4982393010694+25.3050978522474i | 32.5657 | 0.015901 | -35.9714 | -102.1966
156 | [5 empty] | 4.4128 | 301 | 5.01257 |  |  |  | -58.6683380962514+15.7629902436692i | 60.749 | 0.029663 | -30.5558 | -96.7811
164 | [5 empty] | 4.4274 | 302 | 5.02923 |  |  |  | 44.0198436496489+13.2192018957738i | 45.9619 | 0.022442 | -32.9786 | -99.2039
265 | [5 empty] | 4.4421 | 303 | 5.04588 |  |  |  | 43.4613289932759-33.0647873521848i | 54.6092 | 0.026665 | -31.4813 | -97.7065
459 | [5 empty] | 4.4568 | 304 | 5.06253 |  |  |  | -9.76922658854589-13.8902738051674i | 16.9817 | 0.0082918 | -41.627 | -107.8522
727 | [5 empty] | 4.4714 | 305 | 5.07919 |  |  |  | -4.84466637348702+12.708598227351i | 13.6007 | 0.006641 | -43.5554 | -109.7806
1069 | [5 empty] | 4.4861 | 306 | 5.09584 |  |  |  | -13.7081022181192-10.5233715230366i | 17.2816 | 0.0084383 | -41.4749 | -107.7002
1454 | [5 empty] | 4.5007 | 307 | 5.11249 |  |  |  | 25.9357840976193+41.0892350892744i | 48.59 | 0.023726 | -32.4957 | -98.7209
1876 | [5 empty] | 4.5154 | 308 | 5.12914 |  |  |  | 11.0552022334048-3.02753511415139i | 11.4623 | 0.0055968 | -45.0412 | -111.2664
2306 | [5 empty] | 4.5301 | 309 | 5.14580 |  |  |  | 10.5885068136983-12.7369864148689i | 16.5634 | 0.0080876 | -41.8436 | -108.0688
2724 | [5 empty] | 4.5447 | 310 | 5.16245 |  |  |  | -36.4621648654319-10.3956423914871i | 37.9152 | 0.018513 | -34.6503 | -100.8756
3111 | [5 empty] | 4.5594 | 311 | 5.17910 |  |  |  | 6.47837716268199-23.7097553866979i | 24.5789 | 0.012001 | -38.4154 | -104.6406
3448 | [5 empty] | 4.574 | 312 | 5.19576 |  |  |  | 31.2514165623234-45.0428978707349i | 54.8226 | 0.026769 | -31.4474 | -97.6727
3716 | [5 empty] | 4.5887 | 313 | 5.21241 |  |  |  | 21.661336735027-28.6558364952938i | 35.9217 | 0.01754 | -35.1195 | -101.3447
3907 | [5 empty] | 4.6034 | 314 | 5.22906 |  |  |  | -18.3012716596691-30.3447835832554i | 35.4365 | 0.017303 | -35.2376 | -101.4628
4006 | [5 empty] | 4.618 | 315 | 5.24572 |  |  |  | 57.8113961811637+4.80709359450904i | 58.0109 | 0.028326 | -30.9564 | -97.1817
4011 | [5 empty] | 4.6327 | 316 | 5.26237 |  |  |  | -5.24537643793952-11.8691481350467i | 12.9765 | 0.0063362 | -43.9634 | -110.1887
3920 | [5 empty] | 4.6473 | 317 | 5.27902 |  |  |  | -29.812253910085+28.0921819650808i | 40.9627 | 0.020001 | -33.9788 | -100.2041
3740 | [5 empty] | 4.662 | 318 | 5.29568 |  |  |  | 49.4173710104689-11.7056037990106i | 50.7848 | 0.024797 | -32.1119 | -98.3372
3478 | [5 empty] | 4.6767 | 319 | 5.31233 |  |  |  | 1.20750331926271-37.2496272194026i | 37.2692 | 0.018198 | -34.7996 | -101.0248
3148 | [5 empty] | 4.6913 | 320 | 5.32898 |  |  |  | 9.62701529464102+3.59831414810368i | 10.2775 | 0.0050183 | -45.9888 | -112.2141
2764 | [5 empty] | 4.706 | 321 | 5.34563 |  |  |  | -38.6811201160657+14.593246057585i | 41.3424 | 0.020187 | -33.8987 | -100.1239
2347 | [5 empty] | 4.7206 | 322 | 5.36229 |  |  |  | 25.5062438349276+38.1816233982895i | 45.9174 | 0.022421 | -32.9871 | -99.2123
1917 | [5 empty] | 4.7353 | 323 | 5.37894 |  |  |  | -22.9987064121341-66.8137624496063i | 70.6613 | 0.034503 | -29.243 | -95.4682
1496 | [5 empty] | 4.75 | 324 | 5.39559 |  |  |  | 2.46301447483465+12.5366564084774i | 12.7763 | 0.0062384 | -44.0985 | -110.3237
1104 | [5 empty] | 4.7646 | 325 | 5.41225 |  |  |  | -17.917823046723+0.703719787478469i | 17.9316 | 0.0087557 | -41.1542 | -107.3794
759 | [5 empty] | 4.7793 | 326 | 5.42890 |  |  |  | 183.878079698663-63.1903786090517i | 194.433 | 0.094938 | -20.4512 | -86.6765
480 | [5 empty] | 4.794 | 327 | 5.44555 |  |  |  | -12.0221889491732-17.6457328378216i | 21.3519 | 0.010426 | -39.6379 | -105.8631
281 | [5 empty] | 4.8086 | 328 | 5.46221 |  |  |  | 52.1071574521753-37.3222077732016i | 64.0945 | 0.031296 | -30.0902 | -96.3154
170 | [5 empty] | 4.8233 | 329 | 5.47886 |  |  |  | -24.6948017789796-46.9971830105405i | 53.0902 | 0.025923 | -31.7263 | -97.9516
153 | [5 empty] | 4.8379 | 330 | 5.49551 |  |  |  | -4.33058669732671+13.3453879417101i | 14.0304 | 0.0068508 | -43.2852 | -109.5104
231 | [5 empty] | 4.8526 | 331 | 5.51217 |  |  |  | 18.6381208266405-28.3833309090589i | 33.9558 | 0.01658 | -35.6083 | -101.8336
401 | [5 empty] | 4.8673 | 332 | 5.52882 |  |  |  | 42.1352683548521+35.3803591018088i | 55.0195 | 0.026865 | -31.4163 | -97.6415
654 | [5 empty] | 4.8819 | 333 | 5.54547 |  |  |  | -16.3470562922404-7.96699405870151i | 18.1851 | 0.0088795 | -41.0323 | -107.2575
979 | [5 empty] | 4.8966 | 334 | 5.56212 |  |  |  | -40.3751893873417+17.7080802254734i | 44.0878 | 0.021527 | -33.3402 | -99.5655
1356 | [5 empty] | 4.9112 | 335 | 5.57878 |  |  |  | 17.8957896515132+9.72683616010309i | 20.3684 | 0.0099455 | -40.0475 | -106.2727
1771 | [5 empty] | 4.9259 | 336 | 5.59543 |  |  |  | -44.4146732517935-26.3468410419332i | 51.6413 | 0.025215 | -31.9667 | -98.1919
2199 | [5 empty] | 4.9406 | 337 | 5.61208 |  |  |  | -29.3306345287813-12.0979531367958i | 31.7277 | 0.015492 | -36.1978 | -102.4231
2623 | [5 empty] | 4.9552 | 338 | 5.62874 |  |  |  | 15.6586758122625+11.3488864090361i | 19.3389 | 0.0094428 | -40.498 | -106.7232
3021 | [5 empty] | 4.9699 | 339 | 5.64539 |  |  |  | 20.8476824759954-22.2023708818555i | 30.4561 | 0.014871 | -36.5531 | -102.7784
3370 | [5 empty] | 4.9845 | 340 | 5.66204 |  |  |  | 7.50621139941439+44.5324578686847i | 45.1606 | 0.022051 | -33.1314 | -99.3566
3658 | [5 empty] | 4.9992 | 341 | 5.67870 |  |  |  | -21.6420110058286+12.0281587630319i | 24.7599 | 0.01209 | -38.3516 | -104.5769
3870 | [5 empty] | 5.0139 | 342 | 5.69535 |  |  |  | -35.2402624590927-13.1057415639393i | 37.5984 | 0.018359 | -34.7232 | -100.9485
3989 | [5 empty] | 5.0285 | 343 | 5.71200 |  |  |  | -15.1708706661998-11.3406317648188i | 18.9411 | 0.0092486 | -40.6785 | -106.9037
4018 | [5 empty] | 5.0432 | 344 | 5.72866 |  |  |  | -12.3953880054093-18.7325563518947i | 22.4623 | 0.010968 | -39.1975 | -105.4228
3951 | [5 empty] | 5.0578 | 345 | 5.74531 |  |  |  | 6.06517540759472-19.5805817454202i | 20.4984 | 0.010009 | -39.9922 | -106.2174
3792 | [5 empty] | 5.0725 | 346 | 5.76196 |  |  |  | -37.4365169702117-8.65601415399956i | 38.4242 | 0.018762 | -34.5345 | -100.7598
3552 | [5 empty] | 5.0872 | 347 | 5.77861 |  |  |  | -24.2739727258194-18.7007973322477i | 30.6422 | 0.014962 | -36.5002 | -102.7254
3235 | [5 empty] | 5.1018 | 348 | 5.79527 |  |  |  | -21.6516648462669-16.1633050570971i | 27.0194 | 0.013193 | -37.5931 | -103.8183
2864 | [5 empty] | 5.1165 | 349 | 5.81192 |  |  |  | 20.0169187873281-4.93997694405321i | 20.6175 | 0.010067 | -39.9419 | -106.1671
2452 | [5 empty] | 5.1311 | 350 | 5.82857 |  |  |  | 23.8780888523942+14.4136352105853i | 27.8911 | 0.013619 | -37.3173 | -103.5425
2024 | [5 empty] | 5.1458 | 351 | 5.84523 |  |  |  | -11.7608073773443+22.3125984513776i | 25.2224 | 0.012316 | -38.1909 | -104.4161
1599 | [5 empty] | 5.1605 | 352 | 5.86188 |  |  |  | 34.335473656496-22.1193328569621i | 40.8435 | 0.019943 | -34.0041 | -100.2294
1197 | [5 empty] | 5.1751 | 353 | 5.87853 |  |  |  | -15.667122197167+46.9029196455026i | 49.4504 | 0.024146 | -32.3432 | -98.5685
838 | [5 empty] | 5.1898 | 354 | 5.89519 |  |  |  | -73.1064065058996-17.0163314962985i | 75.0607 | 0.036651 | -28.7184 | -94.9436
543 | [5 empty] | 5.2044 | 355 | 5.91184 |  |  |  | 62.7243352409404-9.42593517539787i | 63.4286 | 0.030971 | -30.1809 | -96.4061
322 | [5 empty] | 5.2191 | 356 | 5.92849 |  |  |  | -10.9218143154174+30.1478801976923i | 32.0653 | 0.015657 | -36.1059 | -102.3312
189 | [5 empty] | 5.2338 | 357 | 5.94514 |  |  |  | 17.1856637990585-1.72328829050901i | 17.2718 | 0.0084335 | -41.4798 | -107.7051
148 | [5 empty] | 5.2484 | 358 | 5.96180 |  |  |  | -32.7720361567661-0.842378836465201i | 32.7829 | 0.016007 | -35.9137 | -102.1389
204 | [5 empty] | 5.2631 | 359 | 5.97845 |  |  |  | 10.9541665919921+18.6752288325995i | 21.6508 | 0.010572 | -39.5171 | -105.7424
351 | [5 empty] | 5.2777 | 360 | 5.99510 |  |  |  | -1.27554020694644-10.0383910610977i | 10.1191 | 0.004941 | -46.1238 | -112.349
585 | [5 empty] | 5.2924 | 361 | 6.01176 |  |  |  | -23.7057201761274-0.989830926803037i | 23.7264 | 0.011585 | -38.722 | -104.9472
891 | [5 empty] | 5.3071 | 362 | 6.02841 |  |  |  | -0.817201056734524+16.7615439391577i | 16.7815 | 0.0081941 | -41.73 | -107.9553
1258 | [5 empty] | 5.3217 | 363 | 6.04506 |  |  |  | 63.3868512971118-58.2197479279839i | 86.0664 | 0.042025 | -27.5299 | -93.7552
1665 | [5 empty] | 5.3364 | 364 | 6.06172 |  |  |  | 22.6336791535108+5.56128000299556i | 23.3069 | 0.01138 | -38.8769 | -105.1022
2093 | [5 empty] | 5.351 | 365 | 6.07837 |  |  |  | -51.1989153849666-33.1163296819022i | 60.9756 | 0.029773 | -30.5235 | -96.7487
2520 | [5 empty] | 5.3657 | 366 | 6.09502 |  |  |  | 3.70204454602587-19.1441098211136i | 19.4988 | 0.0095209 | -40.4265 | -106.6517
2924 | [5 empty] | 5.3804 | 367 | 6.11168 |  |  |  | 37.4919101703792+9.95379943742171i | 38.7907 | 0.018941 | -34.452 | -100.6773
3288 | [5 empty] | 5.395 | 368 | 6.12833 |  |  |  | -3.30738566775144-44.8379770884428i | 44.9598 | 0.021953 | -33.1701 | -99.3954
3594 | [5 empty] | 5.4097 | 369 | 6.14498 |  |  |  | 4.64142018783734-22.1907592188737i | 22.671 | 0.01107 | -39.1172 | -105.3424
3824 | [5 empty] | 5.4243 | 370 | 6.16163 |  |  |  | 26.2115136281648-31.868995665536i | 41.2635 | 0.020148 | -33.9153 | -100.1405
3968 | [5 empty] | 5.439 | 371 | 6.17829 |  |  |  | -17.5151863141608-23.6281039516161i | 29.4121 | 0.014361 | -36.8561 | -103.0813
4020 | [5 empty] | 5.4537 | 372 | 6.19494 |  |  |  | 27.2479477261653+3.90224765482566i | 27.526 | 0.01344 | -37.4318 | -103.657
3977 | [5 empty] | 5.4683 | 373 | 6.21159 |  |  |  | 9.35029792897597-19.9383583208798i | 22.0219 | 0.010753 | -39.3695 | -105.5947
3841 | [5 empty] | 5.483 | 374 | 6.22825 |  |  |  | 26.8580644805014+4.44570837660288i | 27.2235 | 0.013293 | -37.5277 | -103.753
3619 | [5 empty] | 5.4977 | 375 | 6.24490 |  |  |  | 29.5087985945128-61.0335715257818i | 67.7928 | 0.033102 | -29.6029 | -95.8282
3319 | [5 empty] | 5.5123 | 376 | 6.26155 |  |  |  | -4.98544853687085+20.6293580791811i | 21.2232 | 0.010363 | -39.6904 | -105.9156
2960 | [5 empty] | 5.527 | 377 | 6.27821 |  |  |  | -16.1014505156121-10.439729220111i | 19.1897 | 0.00937 | -40.5652 | -106.7905
2558 | [5 empty] | 5.5416 | 378 | 6.29486 |  |  |  | 21.4837834491481-23.2757967813742i | 31.6752 | 0.015466 | -36.2122 | -102.4375
2132 | [5 empty] | 5.5563 | 379 | 6.31151 |  |  |  | 14.2196543719464-12.6418419887897i | 19.0267 | 0.0092904 | -40.6393 | -106.8646
1703 | [5 empty] | 5.571 | 380 | 6.32817 |  |  |  | -11.1277302436094-30.494003664951i | 32.4609 | 0.01585 | -35.9994 | -102.2246
1293 | [5 empty] | 5.5856 | 381 | 6.34482 |  |  |  | 10.2467990860265-35.0509618414604i | 36.518 | 0.017831 | -34.9765 | -101.2017
923 | [5 empty] | 5.6003 | 382 | 6.36147 |  |  |  | -33.534397555897-45.5420974235567i | 56.5565 | 0.027615 | -31.1769 | -97.4022
610 | [5 empty] | 5.6149 | 383 | 6.37812 |  |  |  | 25.4706071561765+24.7302374966788i | 35.5012 | 0.017335 | -35.2217 | -101.447
368 | [5 empty] | 5.6296 | 384 | 6.39478 |  |  |  | 2.09073687922582+23.2303104796883i | 23.3242 | 0.011389 | -38.8705 | -105.0957
213 | [5 empty] | 5.6443 | 385 | 6.41143 |  |  |  | 11.0174596827802-1.70370925006169i | 11.1484 | 0.0054436 | -45.2823 | -111.5076
149 | [5 empty] | 5.6589 | 386 | 6.42808 |  |  |  | 16.0974682881251-13.1194045238816i | 20.7665 | 0.01014 | -39.8793 | -106.1046
181 | [5 empty] | 5.6736 | 387 | 6.44474 |  |  |  | -16.0783695109264-9.31715342110327i | 18.5829 | 0.0090737 | -40.8443 | -107.0696
306 | [5 empty] | 5.6882 | 388 | 6.46139 |  |  |  | 17.1236154646655-0.196920436229768i | 17.1247 | 0.0083617 | -41.5541 | -107.7794
520 | [5 empty] | 5.7029 | 389 | 6.47804 |  |  |  | 4.90449477688504+65.0849172588757i | 65.2694 | 0.03187 | -29.9324 | -96.1577
808 | [5 empty] | 5.7176 | 390 | 6.49470 |  |  |  | 36.075603960516-1.41187921505193i | 36.1032 | 0.017629 | -35.0757 | -101.3009
1162 | [5 empty] | 5.7322 | 391 | 6.51135 |  |  |  | 14.0385327850248+14.1092844853986i | 19.9036 | 0.0097185 | -40.248 | -106.4732
1561 | [5 empty] | 5.7469 | 392 | 6.52800 |  |  |  | -11.5777334347713-48.0842559504301i | 49.4585 | 0.02415 | -32.3418 | -98.567
1985 | [5 empty] | 5.7615 | 393 | 6.54466 |  |  |  | -80.8689759807201+38.1806297284532i | 89.429 | 0.043667 | -27.197 | -93.4223
2414 | [5 empty] | 5.7762 | 394 | 6.56131 |  |  |  | -4.50871308471117-33.5731490556132i | 33.8745 | 0.01654 | -35.6291 | -101.8544
2827 | [5 empty] | 5.7909 | 395 | 6.57796 |  |  |  | -51.1906294228181-12.3959835484771i | 52.6701 | 0.025718 | -31.7953 | -98.0206
3203 | [5 empty] | 5.8055 | 396 | 6.59461 |  |  |  | -23.4838249638807+26.0396584476805i | 35.065 | 0.017122 | -35.3291 | -101.5544
3524 | [5 empty] | 5.8202 | 397 | 6.61127 |  |  |  | 1.9343018146655-53.9594705330421i | 53.9941 | 0.026364 | -31.5797 | -97.8049
3774 | [5 empty] | 5.8348 | 398 | 6.62792 |  |  |  | 21.8627180289891+18.5489699696535i | 28.6713 | 0.014 | -37.0777 | -103.3029
3939 | [5 empty] | 5.8495 | 399 | 6.64457 |  |  |  | -17.7464179675159+13.0090733364747i | 22.0039 | 0.010744 | -39.3766 | -105.6019
4016 | [5 empty] | 5.8642 | 400 | 6.66123 |  |  |  | 45.8749173849959-19.5383153879077i | 49.8623 | 0.024347 | -32.2711 | -98.4964
3995 | [5 empty] | 5.8788 | 401 | 6.67788 |  |  |  | 13.7584282850975+1.71436555145198i | 13.8648 | 0.0067699 | -43.3883 | -109.6136
3884 | [5 empty] | 5.8935 | 402 | 6.69453 |  |  |  | 7.61690661986483+26.7684868121315i | 27.8311 | 0.013589 | -37.336 | -103.5612
3681 | [5 empty] | 5.9081 | 403 | 6.71119 |  |  |  | -46.6184407902959-32.1796829865833i | 56.6464 | 0.027659 | -31.1632 | -97.3884
3400 | [5 empty] | 5.9228 | 404 | 6.72784 |  |  |  | -4.76703919317009+47.1473712627248i | 47.3878 | 0.023139 | -32.7133 | -98.9385
3054 | [5 empty] | 5.9375 | 405 | 6.74449 |  |  |  | 6.57869755409407-35.3888890966877i | 35.9952 | 0.017576 | -35.1017 | -101.327
2660 | [5 empty] | 5.9521 | 406 | 6.76115 |  |  |  | -39.025248936837-4.59434604878607i | 39.2948 | 0.019187 | -34.3399 | -100.5652
2238 | [5 empty] | 5.9668 | 407 | 6.77780 |  |  |  | 8.09613000465504-35.929368623533i | 36.8302 | 0.017984 | -34.9025 | -101.1278
1809 | [5 empty] | 5.9814 | 408 | 6.79445 |  |  |  | 17.2250207228705-56.6854821300259i | 59.2448 | 0.028928 | -30.7736 | -96.9988
1391 | [5 empty] | 5.9961 | 409 | 6.81110 |  |  |  | 27.274851422997-46.6796102685427i | 54.0639 | 0.026398 | -31.5685 | -97.7937
1011 | [5 empty] | 6.0108 | 410 | 6.82776 |  |  |  | -0.230470939468828-8.07611594321646i | 8.0794 | 0.003945 | -48.079 | -114.3043
680 | [5 empty] | 6.0254 | 411 | 6.84441 |  |  |  | 1.96389272656117+18.4647624774644i | 18.5689 | 0.0090668 | -40.8509 | -107.0761
422 | [5 empty] | 6.0401 | 412 | 6.86106 |  |  |  | 29.3259404306458+29.1768979988309i | 41.3679 | 0.020199 | -33.8933 | -100.1186
243 | [5 empty] | 6.0547 | 413 | 6.87772 |  |  |  | -1.75941509496138-19.6853693607712i | 19.7638 | 0.0096503 | -40.3092 | -106.5344
157 | [5 empty] | 6.0694 | 414 | 6.89437 |  |  |  | -21.0059542910063+19.5473342344599i | 28.694 | 0.014011 | -37.0708 | -103.296
163 | [5 empty] | 6.0841 | 415 | 6.91102 |  |  |  | 10.8589495972088+26.2297988866261i | 28.3887 | 0.013862 | -37.1637 | -103.3889
266 | [5 empty] | 6.0987 | 416 | 6.92768 |  |  |  | -28.023931811054-26.3689298853704i | 38.4794 | 0.018789 | -34.522 | -100.7473
459 | [5 empty] | 6.1134 | 417 | 6.94433 |  |  |  | -12.5861709112649+20.4862140932159i | 24.0436 | 0.01174 | -38.6066 | -104.8318
729 | [5 empty] | 6.128 | 418 | 6.96098 |  |  |  | 17.7829053153407-69.3728451473874i | 71.6158 | 0.034969 | -29.1264 | -95.3517
1071 | [5 empty] | 6.1427 | 419 | 6.97764 |  |  |  | -36.9152073343828+3.51457217581732i | 37.0821 | 0.018107 | -34.8433 | -101.0686
1459 | [5 empty] | 6.1574 | 420 | 6.99429 |  |  |  | -18.8549216852811-37.7459503579819i | 42.1932 | 0.020602 | -33.7218 | -99.947
1878 | [5 empty] | 6.172 | 421 | 7.01094 |  |  |  | 45.3638288940094+14.6837818581545i | 47.6811 | 0.023282 | -32.6597 | -98.8849
2309 | [5 empty] | 6.1867 | 422 | 7.02759 |  |  |  | -12.9010645527883-23.8718072171259i | 27.1349 | 0.013249 | -37.556 | -103.7813
2727 | [5 empty] | 6.2013 | 423 | 7.04425 |  |  |  | 12.7705589684194-3.55753995413831i | 13.2568 | 0.0064731 | -43.7778 | -110.0031
3115 | [5 empty] | 6.216 | 424 | 7.06090 |  |  |  | -0.579092531072913+12.7487469560501i | 12.7619 | 0.0062314 | -44.1083 | -110.3335
3450 | [5 empty] | 6.2307 | 425 | 7.07755 |  |  |  | 3.87201116068812+44.7690858385219i | 44.9362 | 0.021942 | -33.1747 | -99.3999
3720 | [5 empty] | 6.2453 | 426 | 7.09421 |  |  |  | 67.8439946052537-15.3083285194928i | 69.5496 | 0.03396 | -29.3807 | -95.606
3908 | [5 empty] | 6.26 | 427 | 7.11086 |  |  |  | -7.72871650102026+14.6531130271158i | 16.5664 | 0.0080891 | -41.842 | -108.0673
4005 | [5 empty] | 6.2747 | 428 | 7.12751 |  |  |  | 17.6056161577382+46.2418851545001i | 49.48 | 0.02416 | -32.338 | -98.5633
4010 | [5 empty] | 6.2893 | 429 | 7.14417 |  |  |  | -36.657483848341-42.4114613388169i | 56.058 | 0.027372 | -31.2538 | -97.4791
3920 | [5 empty] | 6.304 | 430 | 7.16082 |  |  |  | 12.8525977411595-11.0999117069173i | 16.9823 | 0.0082921 | -41.6267 | -107.8519
3739 | [5 empty] | 6.3186 | 431 | 7.17747 |  |  |  | 17.7368345803085+5.6719050299527i | 18.6216 | 0.0090926 | -40.8262 | -107.0515
3476 | [5 empty] | 6.3333 | 432 | 7.19412 |  |  |  | -50.9303757636205-32.1348602895665i | 60.2209 | 0.029405 | -30.6317 | -96.8569
3146 | [5 empty] | 6.348 | 433 | 7.21078 |  |  |  | -9.450353112329-10.6556824750182i | 14.2426 | 0.0069544 | -43.1548 | -109.38
2761 | [5 empty] | 6.3626 | 434 | 7.22743 |  |  |  | -52.6935787317865+37.0532179610412i | 64.417 | 0.031454 | -30.0466 | -96.2718
2344 | [5 empty] | 6.3773 | 435 | 7.24408 |  |  |  | 896.579333743831-25.1540136496884i | 896.9321 | 0.43796 | -7.1714 | -73.3967
1914 | [5 empty] | 6.3919 | 436 | 7.26074 |  |  |  | -9.44084161881547-11.7646190788628i | 15.0843 | 0.0073654 | -42.6561 | -108.8814
1492 | [5 empty] | 6.4066 | 437 | 7.27739 |  |  |  | -18.896720894483+49.5814709099794i | 53.0604 | 0.025908 | -31.7312 | -97.9564
1102 | [5 empty] | 6.4213 | 438 | 7.29404 |  |  |  | 27.5156669055262-2.47819710218473i | 27.627 | 0.01349 | -37.3999 | -103.6252
756 | [5 empty] | 6.4359 | 439 | 7.31070 |  |  |  | 26.9576276169544-10.8993426077746i | 29.0776 | 0.014198 | -36.9554 | -103.1807
478 | [5 empty] | 6.4506 | 440 | 7.32735 |  |  |  | 6.18320000815806+16.125950653276i | 17.2707 | 0.008433 | -41.4804 | -107.7056
279 | [5 empty] | 6.4652 | 441 | 7.34400 |  |  |  | 24.3897970709947-3.38542754907453i | 24.6236 | 0.012023 | -38.3996 | -104.6248
169 | [5 empty] | 6.4799 | 442 | 7.36066 |  |  |  | 4.56323615682575-24.6232850961676i | 25.0425 | 0.012228 | -38.253 | -104.4783
154 | [5 empty] | 6.4946 | 443 | 7.37731 |  |  |  | -14.4187650718147+27.1300727038273i | 30.7236 | 0.015002 | -36.4771 | -102.7024
232 | [5 empty] | 6.5092 | 444 | 7.39396 |  |  |  | -58.265275777085+10.7389316325482i | 59.2467 | 0.028929 | -30.7733 | -96.9986
403 | [5 empty] | 6.5239 | 445 | 7.41061 |  |  |  | 31.0513282335069+13.1488520577833i | 33.7206 | 0.016465 | -35.6687 | -101.8939
656 | [5 empty] | 6.5385 | 446 | 7.42727 |  |  |  | -49.7298228115972-40.3469750628432i | 64.0385 | 0.031269 | -30.0978 | -96.323
980 | [5 empty] | 6.5532 | 447 | 7.44392 |  |  |  | -33.619713498983+9.94820059554685i | 35.0607 | 0.017119 | -35.3302 | -101.5554
1358 | [5 empty] | 6.5679 | 448 | 7.46057 |  |  |  | -1.96694969543803+3.72365241689623i | 4.2112 | 0.0020563 | -53.7384 | -119.9637
1774 | [5 empty] | 6.5825 | 449 | 7.47723 |  |  |  | -4.718581567713-3.31569441967306i | 5.767 | 0.0028159 | -51.0075 | -117.2328
2202 | [5 empty] | 6.5972 | 450 | 7.49388 |  |  |  | 48.1795891687882-44.3659097595729i | 65.4951 | 0.03198 | -29.9024 | -96.1277
2626 | [5 empty] | 6.6118 | 451 | 7.51053 |  |  |  | 0.768181566263914-4.44866109739262i | 4.5145 | 0.0022043 | -53.1344 | -119.3597
3023 | [5 empty] | 6.6265 | 452 | 7.52719 |  |  |  | 22.1545773347532+7.90702324969265i | 23.5233 | 0.011486 | -38.7966 | -105.0219
3373 | [5 empty] | 6.6412 | 453 | 7.54384 |  |  |  | 11.4949543599071+49.8533747672475i | 51.1614 | 0.024981 | -32.0477 | -98.273
3660 | [5 empty] | 6.6558 | 454 | 7.56049 |  |  |  | -30.2566130487551-14.329895070229i | 33.4785 | 0.016347 | -35.7313 | -101.9565
3870 | [5 empty] | 6.6705 | 455 | 7.57715 |  |  |  | 28.2496423358883-10.4279600215696i | 30.1129 | 0.014704 | -36.6516 | -102.8768
3990 | [5 empty] | 6.6851 | 456 | 7.59380 |  |  |  | 40.2877385797774+26.7335471277733i | 48.3506 | 0.023609 | -32.5386 | -98.7638
4017 | [5 empty] | 6.6998 | 457 | 7.61045 |  |  |  | -1.53574209735761-3.91957393480022i | 4.2097 | 0.0020555 | -53.7416 | -119.9668
3951 | [5 empty] | 6.7145 | 458 | 7.62710 |  |  |  | -26.8955578999399+4.58002768930935i | 27.2827 | 0.013322 | -37.5088 | -103.7341
3791 | [5 empty] | 6.7291 | 459 | 7.64376 |  |  |  | 1.46384668457518+17.975361405686i | 18.0349 | 0.0088061 | -41.1043 | -107.3296
3549 | [5 empty] | 6.7438 | 460 | 7.66041 |  |  |  | -30.3080123234557-3.73338050465598i | 30.5371 | 0.014911 | -36.53 | -102.7553
3232 | [5 empty] | 6.7584 | 461 | 7.67706 |  |  |  | 3.05344101673825+19.7693759789458i | 20.0038 | 0.0097675 | -40.2044 | -106.4296
2861 | [5 empty] | 6.7731 | 462 | 7.69372 |  |  |  | -28.1629810341618-8.91995147802138i | 29.5418 | 0.014425 | -36.8179 | -103.0431
2450 | [5 empty] | 6.7878 | 463 | 7.71037 |  |  |  | 37.6294211754936-17.7228913697908i | 41.5942 | 0.02031 | -33.846 | -100.0712
2022 | [5 empty] | 6.8024 | 464 | 7.72702 |  |  |  | -6.36197776401399+28.8823173949251i | 29.5747 | 0.014441 | -36.8082 | -103.0334
1596 | [5 empty] | 6.8171 | 465 | 7.74368 |  |  |  | 39.2656449561155-15.5320094925827i | 42.226 | 0.020618 | -33.715 | -99.9403
1193 | [5 empty] | 6.8317 | 466 | 7.76033 |  |  |  | -2.368015898549+5.9290522578445i | 6.3844 | 0.0031174 | -50.1241 | -116.3494
837 | [5 empty] | 6.8464 | 467 | 7.77698 |  |  |  | -21.5689793381728+12.7301242190236i | 25.0455 | 0.012229 | -38.252 | -104.4773
541 | [5 empty] | 6.8611 | 468 | 7.79364 |  |  |  | 5.85615527115417-15.3057115587151i | 16.3878 | 0.0080018 | -41.9362 | -108.1614
321 | [5 empty] | 6.8757 | 469 | 7.81029 |  |  |  | 36.5255767741886-29.8947900268142i | 47.1997 | 0.023047 | -32.7478 | -98.9731
187 | [5 empty] | 6.8904 | 470 | 7.82694 |  |  |  | -31.3496860374012+6.58589585027518i | 32.034 | 0.015642 | -36.1144 | -102.3396
149 | [5 empty] | 6.905 | 471 | 7.84359 |  |  |  | 2.72341413630413-77.2161840079391i | 77.2642 | 0.037727 | -28.467 | -94.6923
205 | [5 empty] | 6.9197 | 472 | 7.86025 |  |  |  | 37.8908458403603-8.33845091550856i | 38.7975 | 0.018944 | -34.4505 | -100.6758
352 | [5 empty] | 6.9344 | 473 | 7.87690 |  |  |  | -1.64648601563059+11.8039378204574i | 11.9182 | 0.0058194 | -44.7024 | -110.9276
587 | [5 empty] | 6.949 | 474 | 7.89355 |  |  |  | -29.3959720932326-22.0015093654605i | 36.7177 | 0.017929 | -34.9291 | -101.1543
895 | [5 empty] | 6.9637 | 475 | 7.91021 |  |  |  | 10.8878778455435-3.01741215170489i | 11.2983 | 0.0055167 | -45.1664 | -111.3916
1261 | [5 empty] | 6.9784 | 476 | 7.92686 |  |  |  | -4.39383051424739-17.5554035429132i | 18.0969 | 0.0088364 | -41.0745 | -107.2998
1667 | [5 empty] | 6.993 | 477 | 7.94351 |  |  |  | 22.3966266659375-24.5847259564642i | 33.2568 | 0.016239 | -35.789 | -102.0142
2096 | [5 empty] | 7.0077 | 478 | 7.96017 |  |  |  | 6.5761079520024-19.7735554263493i | 20.8384 | 0.010175 | -39.8493 | -106.0746
2523 | [5 empty] | 7.0223 | 479 | 7.97682 |  |  |  | 30.4881154853186+25.2216339811377i | 39.5684 | 0.01932 | -34.2796 | -100.5049
2927 | [5 empty] | 7.037 | 480 | 7.99347 |  |  |  | 12.4266344902645+17.4318738222431i | 21.4077 | 0.010453 | -39.6152 | -105.8404
3290 | [5 empty] | 7.0517 | 481 | 8.01013 |  |  |  | -4.98226328026321-36.3559156717647i | 36.6957 | 0.017918 | -34.9343 | -101.1595
3596 | [5 empty] | 7.0663 | 482 | 8.02678 |  |  |  | 7.49220629247402+22.0840521493329i | 23.3203 | 0.011387 | -38.8719 | -105.0971
3825 | [5 empty] | 7.081 | 483 | 8.04343 |  |  |  | -46.2453488334574+15.8270620923017i | 48.8787 | 0.023867 | -32.4442 | -98.6695
3968 | [5 empty] | 7.0956 | 484 | 8.06008 |  |  |  | 28.7162191922648+3.79507805832752i | 28.9659 | 0.014144 | -36.9889 | -103.2141
4019 | [5 empty] | 7.1103 | 485 | 8.07674 |  |  |  | 11.2961304864326+9.69197650218106i | 14.8841 | 0.0072676 | -42.7721 | -108.9974
3975 | [5 empty] | 7.125 | 486 | 8.09339 |  |  |  | 25.4987479056344-29.3511404794743i | 38.8803 | 0.018985 | -34.432 | -100.6573
3839 | [5 empty] | 7.1396 | 487 | 8.11004 |  |  |  | 15.7264025643686+29.3120446844997i | 33.2643 | 0.016242 | -35.787 | -102.0123
3616 | [5 empty] | 7.1543 | 488 | 8.12670 |  |  |  | -1.51533748523901+27.8330579813782i | 27.8743 | 0.01361 | -37.3225 | -103.5478
3318 | [5 empty] | 7.1689 | 489 | 8.14335 |  |  |  | 24.6287903069996-68.9983252185063i | 73.2622 | 0.035773 | -28.929 | -95.1543
2957 | [5 empty] | 7.1836 | 490 | 8.16000 |  |  |  | 7.57161593910104+38.6288075994853i | 39.3639 | 0.019221 | -34.3246 | -100.5499
2554 | [5 empty] | 7.1983 | 491 | 8.17666 |  |  |  | -9.88301801861713+7.71498227882368i | 12.5377 | 0.0061219 | -44.2622 | -110.4875
2129 | [5 empty] | 7.2129 | 492 | 8.19331 |  |  |  | 22.649312700324+20.7852258794436i | 30.7411 | 0.01501 | -36.4722 | -102.6975
1700 | [5 empty] | 7.2276 | 493 | 8.20996 |  |  |  | -17.4794905576663-61.5082347943987i | 63.9437 | 0.031223 | -30.1106 | -96.3359
1290 | [5 empty] | 7.2422 | 494 | 8.22662 |  |  |  | 11.0325247870798+9.54359229291045i | 14.5876 | 0.0071228 | -42.9469 | -109.1722
921 | [5 empty] | 7.2569 | 495 | 8.24327 |  |  |  | 47.0477168633387-25.4207094015815i | 53.4762 | 0.026111 | -31.6634 | -97.8886
607 | [5 empty] | 7.2716 | 496 | 8.25992 |  |  |  | -31.7249438569017-34.0233060843766i | 46.5194 | 0.022715 | -32.8739 | -99.0992
367 | [5 empty] | 7.2862 | 497 | 8.27657 |  |  |  | 5.39237119484503-13.1624264455778i | 14.2242 | 0.0069454 | -43.1661 | -109.3913
213 | [5 empty] | 7.3009 | 498 | 8.29323 |  |  |  | -11.8632327331562-22.4341095229895i | 25.3777 | 0.012391 | -38.1376 | -104.3628
149 | [5 empty] | 7.3155 | 499 | 8.30988 |  |  |  | -7.11979733668235-58.3259743828101i | 58.7589 | 0.028691 | -30.8451 | -97.0704
181 | [5 empty] | 7.3302 | 500 | 8.32653 |  |  |  | 0.864852729379473-35.9172446200262i | 35.9277 | 0.017543 | -35.118 | -101.3433
308 | [5 empty] | 7.3449 | 501 | 8.34319 |  |  |  | 0.429051140636322+17.0102873226156i | 17.0157 | 0.0083084 | -41.6096 | -107.8349
521 | [5 empty] | 7.3595 | 502 | 8.35984 |  |  |  | -19.528551056494-17.4090252128038i | 26.1618 | 0.012774 | -37.8733 | -104.0985
812 | [5 empty] | 7.3742 | 503 | 8.37649 |  |  |  | -2.40613853507314-16.4614817512921i | 16.6364 | 0.0081232 | -41.8054 | -108.0307
1165 | [5 empty] | 7.3888 | 504 | 8.39315 |  |  |  | 5.4718901281523-31.3032893265616i | 31.7779 | 0.015517 | -36.1841 | -102.4093
1564 | [5 empty] | 7.4035 | 505 | 8.40980 |  |  |  | -30.3079253335009-24.0418472973577i | 38.6857 | 0.018889 | -34.4756 | -100.7008
1989 | [5 empty] | 7.4182 | 506 | 8.42645 |  |  |  | 25.6783271739758+15.5697011542016i | 30.0299 | 0.014663 | -36.6755 | -102.9008
2417 | [5 empty] | 7.4328 | 507 | 8.44311 |  |  |  | -10.3953160289264-26.2799803165482i | 28.2613 | 0.013799 | -37.2028 | -103.428
2829 | [5 empty] | 7.4475 | 508 | 8.45976 |  |  |  | 1.59708027595375-26.7507036424317i | 26.7983 | 0.013085 | -37.6644 | -103.8897
3204 | [5 empty] | 7.4621 | 509 | 8.47641 |  |  |  | -22.22923323633+39.1691938794634i | 45.0374 | 0.021991 | -33.1551 | -99.3804
3527 | [5 empty] | 7.4768 | 510 | 8.49306 |  |  |  | -0.392971596076945-4.71999289203163i | 4.7363 | 0.0023127 | -52.7178 | -118.943
3775 | [5 empty] | 7.4915 | 511 | 8.50972 |  |  |  | -35.4777821101376-35.7910406836196i | 50.3952 | 0.024607 | -32.1788 | -98.4041
3941 | [5 empty] | 7.5061 | 512 | 8.52637 |  |  |  | -36.062445840514-46.7487373415293i | 59.0419 | 0.028829 | -30.8034 | -97.0286
4015 | [5 empty] | 7.5208 | 513 | 8.54302 |  |  |  | 19.646067146578+30.3706042998911i | 36.171 | 0.017662 | -35.0594 | -101.2846
3995 | [5 empty] | 7.5354 | 514 | 8.55968 |  |  |  | -5.07617258036575+39.9027494751764i | 40.2243 | 0.019641 | -34.1368 | -100.3621
3882 | [5 empty] | 7.5501 | 515 | 8.57633 |  |  |  | -1.24534876407223+13.0726002103549i | 13.1318 | 0.006412 | -43.8601 | -110.0854
3678 | [5 empty] | 7.5648 | 516 | 8.59298 |  |  |  | -40.9150916513067+30.8478558227804i | 51.2409 | 0.02502 | -32.0343 | -98.2595
3398 | [5 empty] | 7.5794 | 517 | 8.60964 |  |  |  | 28.6022599374387-18.3584245477632i | 33.9871 | 0.016595 | -35.6003 | -101.8256
3052 | [5 empty] | 7.5941 | 518 | 8.62629 |  |  |  | -6.84641663892879+15.8415996009949i | 17.2577 | 0.0084266 | -41.4869 | -107.7122
2656 | [5 empty] | 7.6087 | 519 | 8.64294 |  |  |  | 9.05566449038437+1.92729635247743i | 9.2585 | 0.0045207 | -46.8958 | -113.1211
2234 | [5 empty] | 7.6234 | 520 | 8.65959 |  |  |  | -28.510145385684-19.2138319586752i | 34.3802 | 0.016787 | -35.5004 | -101.7257
1807 | [5 empty] | 7.6381 | 521 | 8.67625 |  |  |  | 3.36225059888559+38.4127564224857i | 38.5596 | 0.018828 | -34.5039 | -100.7292
1388 | [5 empty] | 7.6527 | 522 | 8.69290 |  |  |  | 2.04772389344291-14.4370923254932i | 14.5816 | 0.0071199 | -42.9505 | -109.1758
1009 | [5 empty] | 7.6674 | 523 | 8.70955 |  |  |  | -16.3007676515205+26.9193690516961i | 31.4701 | 0.015366 | -36.2686 | -102.4939
678 | [5 empty] | 7.682 | 524 | 8.72621 |  |  |  | -34.3147837705181+12.8957252778961i | 36.6579 | 0.017899 | -34.9432 | -101.1685
421 | [5 empty] | 7.6967 | 525 | 8.74286 |  |  |  | 13.4139561777875+7.42274960692958i | 15.3307 | 0.0074857 | -42.5153 | -108.7406
243 | [5 empty] | 7.7114 | 526 | 8.75951 |  |  |  | -28.5412807652048-11.9374372954012i | 30.9371 | 0.015106 | -36.417 | -102.6422
156 | [5 empty] | 7.726 | 527 | 8.77617 |  |  |  | 3.31688867302119-14.2176634841977i | 14.5994 | 0.0071286 | -42.9399 | -109.1651
164 | [5 empty] | 7.7407 | 528 | 8.79282 |  |  |  | 15.1767880056684-9.51003318239954i | 17.9102 | 0.0087452 | -41.1646 | -107.3898
269 | [5 empty] | 7.7554 | 529 | 8.80947 |  |  |  | 32.6561148409241-4.09923853455055i | 32.9124 | 0.016071 | -35.8794 | -102.1047
461 | [5 empty] | 7.77 | 530 | 8.82613 |  |  |  | -1.80781994341061-19.0461225534452i | 19.1317 | 0.0093417 | -40.5915 | -106.8168
732 | [5 empty] | 7.7847 | 531 | 8.84278 |  |  |  | 23.2921578923319+8.04119713061304i | 24.6411 | 0.012032 | -38.3934 | -104.6186
1073 | [5 empty] | 7.7993 | 532 | 8.85943 |  |  |  | -3.57376808844022-48.0798933481393i | 48.2125 | 0.023541 | -32.5634 | -98.7887
1460 | [5 empty] | 7.814 | 533 | 8.87608 |  |  |  | -2.0685488433646-21.5130469481951i | 21.6123 | 0.010553 | -39.5326 | -105.7578
1881 | [5 empty] | 7.8287 | 534 | 8.89274 |  |  |  | 2.14000598299351+17.7709742181617i | 17.8994 | 0.0087399 | -41.1698 | -107.3951
2311 | [5 empty] | 7.8433 | 535 | 8.90939 |  |  |  | 36.4368417672976+15.8105756735836i | 39.7192 | 0.019394 | -34.2466 | -100.4718
2729 | [5 empty] | 7.858 | 536 | 8.92604 |  |  |  | 8.56474157138347-38.2642132686294i | 39.211 | 0.019146 | -34.3584 | -100.5837
3116 | [5 empty] | 7.8726 | 537 | 8.94270 |  |  |  | 12.6911891519135+33.728169890972i | 36.0369 | 0.017596 | -35.0917 | -101.3169
3451 | [5 empty] | 7.8873 | 538 | 8.95935 |  |  |  | 45.0122321755336+7.78004484616888i | 45.6796 | 0.022305 | -33.0321 | -99.2574
3720 | [5 empty] | 7.902 | 539 | 8.97600 |  |  |  | 12.3413026156677-3.76096012151614i | 12.9016 | 0.0062996 | -44.0137 | -110.2389
3908 | [5 empty] | 7.9166 | 540 | 8.99266 |  |  |  | 49.7887019362732-48.2794337007422i | 69.3529 | 0.033864 | -29.4053 | -95.6306
4005 | [5 empty] | 7.9313 | 541 | 9.00931 |  |  |  | -33.195019919131-38.9391260058611i | 51.168 | 0.024984 | -32.0466 | -98.2719
4008 | [5 empty] | 7.9459 | 542 | 9.02596 |  |  |  | -0.699305633569494+10.9026957873899i | 10.9251 | 0.0053345 | -45.4581 | -111.6833
3918 | [5 empty] | 7.9606 | 543 | 9.04262 |  |  |  | 16.8133305174283-22.1820900761612i | 27.834 | 0.013591 | -37.3351 | -103.5603
3737 | [5 empty] | 7.9753 | 544 | 9.05927 |  |  |  | 33.7247342326648+6.24047196825753i | 34.2972 | 0.016747 | -35.5214 | -101.7467
3473 | [5 empty] | 7.9899 | 545 | 9.07592 |  |  |  | -1.16813898414458+3.4286292627559i | 3.6222 | 0.0017686 | -55.0472 | -121.2725
3143 | [5 empty] | 8.0046 | 546 | 9.09257 |  |  |  | -13.4213133537837-21.9531256592936i | 25.7307 | 0.012564 | -38.0176 | -104.2428
2758 | [5 empty] | 8.0192 | 547 | 9.10923 |  |  |  | 36.2190263186576+36.5421685157387i | 51.4504 | 0.025122 | -31.9988 | -98.2241
2341 | [5 empty] | 8.0339 | 548 | 9.12588 |  |  |  | -38.7673156648721-20.2590865480922i | 43.7417 | 0.021358 | -33.4087 | -99.6339
1912 | [5 empty] | 8.0486 | 549 | 9.14253 |  |  |  | -20.1664305161347+1.87906336432838i | 20.2538 | 0.0098895 | -40.0965 | -106.3217
1490 | [5 empty] | 8.0632 | 550 | 9.15919 |  |  |  | 54.4021255092892+21.922258571313i | 58.653 | 0.028639 | -30.8608 | -97.086
1099 | [5 empty] | 8.0779 | 551 | 9.17584 |  |  |  | 36.3794587435512-11.4615336844453i | 38.1423 | 0.018624 | -34.5985 | -100.8237
754 | [5 empty] | 8.0925 | 552 | 9.19249 |  |  |  | 37.8087683386168-12.1919424777946i | 39.7259 | 0.019397 | -34.2451 | -100.4704
477 | [5 empty] | 8.1072 | 553 | 9.20915 |  |  |  | -5.98592704312128-12.2404014596452i | 13.6257 | 0.0066532 | -43.5394 | -109.7647
279 | [5 empty] | 8.1219 | 554 | 9.22580 |  |  |  | -52.2899754963158+11.629576451283i | 53.5676 | 0.026156 | -31.6486 | -97.8738
168 | [5 empty] | 8.1365 | 555 | 9.24245 |  |  |  | -68.0247860830721-32.9483571675485i | 75.5842 | 0.036906 | -28.658 | -94.8832
155 | [5 empty] | 8.1512 | 556 | 9.25911 |  |  |  | 11.6902228263642-20.0772845236756i | 23.2327 | 0.011344 | -38.9046 | -105.1299
234 | [5 empty] | 8.1658 | 557 | 9.27576 |  |  |  | 31.3263638427135-24.4699975887359i | 39.7507 | 0.01941 | -34.2397 | -100.4649
404 | [5 empty] | 8.1805 | 558 | 9.29241 |  |  |  | 21.4818630498925-13.9849582867899i | 25.633 | 0.012516 | -38.0506 | -104.2759
658 | [5 empty] | 8.1952 | 559 | 9.30906 |  |  |  | -19.2988418983661-22.5603211248091i | 29.6886 | 0.014496 | -36.7748 | -103.0001
983 | [5 empty] | 8.2098 | 560 | 9.32572 |  |  |  | 25.8605492506384-3.67085812856977i | 26.1198 | 0.012754 | -37.8872 | -104.1125
1360 | [5 empty] | 8.2245 | 561 | 9.34237 |  |  |  | -25.1827628095843-35.7110448601141i | 43.6973 | 0.021337 | -33.4175 | -99.6428
1776 | [5 empty] | 8.2391 | 562 | 9.35902 |  |  |  | 9.2451697640879-0.745961104390851i | 9.2752 | 0.0045289 | -46.8801 | -113.1054
2205 | [5 empty] | 8.2538 | 563 | 9.37568 |  |  |  | 56.8103100414942-14.3628283867382i | 58.5978 | 0.028612 | -30.869 | -97.0942
2629 | [5 empty] | 8.2685 | 564 | 9.39233 |  |  |  | 13.4881098995598-1.9377875567799i | 13.6266 | 0.0066536 | -43.5389 | -109.7641
3026 | [5 empty] | 8.2831 | 565 | 9.40898 |  |  |  | -24.9155304066956-17.5342141395244i | 30.4669 | 0.014876 | -36.55 | -102.7753
3375 | [5 empty] | 8.2978 | 566 | 9.42564 |  |  |  | -3.82662674627867-32.8397732774501i | 33.062 | 0.016144 | -35.84 | -102.0653
3661 | [5 empty] | 8.3124 | 567 | 9.44229 |  |  |  | 9.54185863896259+13.5870747026434i | 16.6029 | 0.0081069 | -41.8229 | -108.0482
3870 | [5 empty] | 8.3271 | 568 | 9.45894 |  |  |  | 40.8904125873304+7.23486951259464i | 41.5255 | 0.020276 | -33.8603 | -100.0855
3990 | [5 empty] | 8.3418 | 569 | 9.47560 |  |  |  | -33.4457769801684-46.4849392721513i | 57.2667 | 0.027962 | -31.0686 | -97.2938
4017 | [5 empty] | 8.3564 | 570 | 9.49225 |  |  |  | 25.7913275674172+1.60020910546219i | 25.8409 | 0.012618 | -37.9804 | -104.2057
3949 | [5 empty] | 8.3711 | 571 | 9.50890 |  |  |  | -22.6095474047818+21.58422267622i | 31.2581 | 0.015263 | -36.3273 | -102.5526
3790 | [5 empty] | 8.3857 | 572 | 9.52555 |  |  |  | 10.8896495867553-13.5103637555271i | 17.3526 | 0.008473 | -41.4393 | -107.6645
3546 | [5 empty] | 8.4004 | 573 | 9.54221 |  |  |  | 8.1584220114371-37.7184271019754i | 38.5907 | 0.018843 | -34.497 | -100.7222
3230 | [5 empty] | 8.4151 | 574 | 9.55886 |  |  |  | 34.9187524583973-5.52148477593445i | 35.3526 | 0.017262 | -35.2582 | -101.4834
2858 | [5 empty] | 8.4297 | 575 | 9.57551 |  |  |  | -10.2407608627698+5.269214070577i | 11.5168 | 0.0056235 | -44.9999 | -111.2252
2447 | [5 empty] | 8.4444 | 576 | 9.59217 |  |  |  | -31.1752471222291+17.3349904191483i | 35.6707 | 0.017417 | -35.1804 | -101.4056
2019 | [5 empty] | 8.4591 | 577 | 9.60882 |  |  |  | 13.5702951707551+18.2990405169714i | 22.7817 | 0.011124 | -39.0749 | -105.3001
1593 | [5 empty] | 8.4737 | 578 | 9.62547 |  |  |  | 20.7768311063906-26.3361609990609i | 33.545 | 0.016379 | -35.714 | -101.9393
1191 | [5 empty] | 8.4884 | 579 | 9.64213 |  |  |  | 47.6960636180037+27.1556374086479i | 54.8848 | 0.026799 | -31.4376 | -97.6628
835 | [5 empty] | 8.503 | 580 | 9.65878 |  |  |  | 85.9582805530175-154.972686138397i | 177.2156 | 0.086531 | -21.2566 | -87.4818
540 | [5 empty] | 8.5177 | 581 | 9.67543 |  |  |  | -48.2511137131566+30.9865462481562i | 57.344 | 0.028 | -31.0568 | -97.2821
320 | [5 empty] | 8.5324 | 582 | 9.69209 |  |  |  | 32.7981506625561+54.7534195917982i | 63.8252 | 0.031165 | -30.1268 | -96.352
187 | [5 empty] | 8.547 | 583 | 9.70874 |  |  |  | 59.0076096644997+15.4892413251042i | 61.0067 | 0.029788 | -30.5191 | -96.7443
149 | [5 empty] | 8.5617 | 584 | 9.72539 |  |  |  | -23.6686292379566-34.4097624436221i | 41.764 | 0.020393 | -33.8105 | -100.0358
206 | [5 empty] | 8.5763 | 585 | 9.74204 |  |  |  | 5.26510670514129+30.2680101528141i | 30.7225 | 0.015001 | -36.4775 | -102.7027
353 | [5 empty] | 8.591 | 586 | 9.75870 |  |  |  | 42.0882942953551+18.0280917671047i | 45.7869 | 0.022357 | -33.0118 | -99.237
590 | [5 empty] | 8.6057 | 587 | 9.77535 |  |  |  | 38.9539164923483-11.204981306651i | 40.5334 | 0.019792 | -34.0703 | -100.2956
897 | [5 empty] | 8.6203 | 588 | 9.79200 |  |  |  | -26.3174337242834-8.89707670444763i | 27.7807 | 0.013565 | -37.3517 | -103.577
1263 | [5 empty] | 8.635 | 589 | 9.80866 |  |  |  | 12.964879729112+9.94024604162573i | 16.337 | 0.007977 | -41.9632 | -108.1884
1670 | [5 empty] | 8.6496 | 590 | 9.82531 |  |  |  | -10.6734971304648-29.9710957836438i | 31.8149 | 0.015535 | -36.174 | -102.3992
2099 | [5 empty] | 8.6643 | 591 | 9.84196 |  |  |  | -0.655583729830862+15.243881970919i | 15.258 | 0.0074502 | -42.5567 | -108.7819
2525 | [5 empty] | 8.679 | 592 | 9.85862 |  |  |  | 28.2902340512592-9.5363275685178i | 29.8543 | 0.014577 | -36.7265 | -102.9517
2930 | [5 empty] | 8.6936 | 593 | 9.87527 |  |  |  | -10.9375272931259+8.68756453540527i | 13.9679 | 0.0068203 | -43.324 | -109.5492
3294 | [5 empty] | 8.7083 | 594 | 9.89192 |  |  |  | 7.37962059262934+32.2643277674864i | 33.0975 | 0.016161 | -35.8307 | -102.0559
3598 | [5 empty] | 8.7229 | 595 | 9.90857 |  |  |  | -11.6858639925854-7.59958145406495i | 13.9396 | 0.0068065 | -43.3416 | -109.5668
3827 | [5 empty] | 8.7376 | 596 | 9.92523 |  |  |  | 25.872871075586-1.5621437886659i | 25.92 | 0.012656 | -37.9539 | -104.1792
3969 | [5 empty] | 8.7523 | 597 | 9.94188 |  |  |  | -4.42592740173342+21.0066428504019i | 21.4678 | 0.010482 | -39.5908 | -105.8161
4019 | [5 empty] | 8.7669 | 598 | 9.95853 |  |  |  | -21.6558480776772-19.0769751456105i | 28.8601 | 0.014092 | -37.0206 | -103.2459
3975 | [5 empty] | 8.7816 | 599 | 9.97519 |  |  |  | 28.667199986011-21.8261518526645i | 36.0304 | 0.017593 | -35.0932 | -101.3185
3839 | [5 empty] | 8.7962 | 600 | 9.99184 |  |  |  | -5.05227127576598-16.1792772388211i | 16.9498 | 0.0082763 | -41.6433 | -107.8686
3614 | [5 empty] | 8.8109 | 601 | 10.00849 |  |  |  | -3.54155892215058+32.6903759298155i | 32.8817 | 0.016055 | -35.8875 | -102.1128
3315 | [5 empty] | 8.8256 | 602 | 10.02515 |  |  |  | -11.6202599291386-2.50037281849624i | 11.8862 | 0.0058038 | -44.7257 | -110.951
2955 | [5 empty] | 8.8402 | 603 | 10.04180 |  |  |  | -6.90447408256706-31.8827732858725i | 32.6218 | 0.015929 | -35.9564 | -102.1817
2552 | [5 empty] | 8.8549 | 604 | 10.05845 |  |  |  | -2.11409463121678-36.3647977036665i | 36.4262 | 0.017786 | -34.9983 | -101.2236
2125 | [5 empty] | 8.8695 | 605 | 10.07511 |  |  |  | 6.19381348086624+3.38215680790757i | 7.0571 | 0.0034458 | -49.2541 | -115.4794
1696 | [5 empty] | 8.8842 | 606 | 10.09176 |  |  |  | -44.6278543848769-33.1346320812454i | 55.5837 | 0.02714 | -31.3276 | -97.5529
1288 | [5 empty] | 8.8989 | 607 | 10.10841 |  |  |  | 11.4525884505055+34.2444090327124i | 36.1087 | 0.017631 | -35.0744 | -101.2996
919 | [5 empty] | 8.9135 | 608 | 10.12506 |  |  |  | 7.91730746008835+19.5296347282976i | 21.0735 | 0.01029 | -39.7519 | -105.9771
605 | [5 empty] | 8.9282 | 609 | 10.14172 |  |  |  | -1.74006543754353-32.7960452565277i | 32.8422 | 0.016036 | -35.898 | -102.1232
366 | [5 empty] | 8.9428 | 610 | 10.15837 |  |  |  | 72.3362871013035+31.2083630102622i | 78.7813 | 0.038467 | -28.2981 | -94.5234
212 | [5 empty] | 8.9575 | 611 | 10.17502 |  |  |  | -47.8960053509163-2.30665156843439i | 47.9515 | 0.023414 | -32.6106 | -98.8358
150 | [5 empty] | 8.9722 | 612 | 10.19168 |  |  |  | 26.1015298064264-40.4388474915549i | 48.131 | 0.023501 | -32.5781 | -98.8034
182 | [5 empty] | 8.9868 | 613 | 10.20833 |  |  |  | 28.3023907265007+5.95812913857464i | 28.9227 | 0.014122 | -37.0018 | -103.2271
309 | [5 empty] | 9.0015 | 614 | 10.22498 |  |  |  | -23.1473165828191-37.2411854897522i | 43.8487 | 0.02141 | -33.3875 | -99.6127
524 | [5 empty] | 9.0161 | 615 | 10.24164 |  |  |  | -46.9854733032829+31.8922785520464i | 56.7869 | 0.027728 | -31.1416 | -97.3669
814 | [5 empty] | 9.0308 | 616 | 10.25829 |  |  |  | -46.8288791483333-44.8857713145828i | 64.8666 | 0.031673 | -29.9862 | -96.2114
1168 | [5 empty] | 9.0455 | 617 | 10.27494 |  |  |  | -11.566969028455-60.1689485127441i | 61.2707 | 0.029917 | -30.4815 | -96.7068
1568 | [5 empty] | 9.0601 | 618 | 10.29160 |  |  |  | -8.70780491974049-61.6395894361422i | 62.2516 | 0.030396 | -30.3436 | -96.5688
1992 | [5 empty] | 9.0748 | 619 | 10.30825 |  |  |  | -6.77986141168136-20.3286382863917i | 21.4294 | 0.010464 | -39.6064 | -105.8316
2420 | [5 empty] | 9.0894 | 620 | 10.32490 |  |  |  | -29.8525411617665-4.13171230483373i | 30.1371 | 0.014715 | -36.6446 | -102.8698
2833 | [5 empty] | 9.1041 | 621 | 10.34155 |  |  |  | -23.7255900545264-18.6160906173177i | 30.1573 | 0.014725 | -36.6388 | -102.864
3207 | [5 empty] | 9.1188 | 622 | 10.35821 |  |  |  | -2.75388392544833-19.3350736123716i | 19.5302 | 0.0095362 | -40.4125 | -106.6377
3528 | [5 empty] | 9.1334 | 623 | 10.37486 |  |  |  | -23.7686377083156-42.6521343050348i | 48.8278 | 0.023842 | -32.4533 | -98.6785
3776 | [5 empty] | 9.1481 | 624 | 10.39151 |  |  |  | -13.7521329972194+14.1311276136105i | 19.7183 | 0.0096281 | -40.3292 | -106.5545
3942 | [5 empty] | 9.1628 | 625 | 10.40817 |  |  |  | 16.9727722011136-3.81673964627113i | 17.3966 | 0.0084944 | -41.4173 | -107.6425
4015 | [5 empty] | 9.1774 | 626 | 10.42482 |  |  |  | 6.76248218379532+27.2996148517957i | 28.1247 | 0.013733 | -37.2448 | -103.4701
3994 | [5 empty] | 9.1921 | 627 | 10.44147 |  |  |  | 23.6917546977169-7.76428305993312i | 24.9316 | 0.012174 | -38.2916 | -104.5169
3880 | [5 empty] | 9.2067 | 628 | 10.45813 |  |  |  | -18.8914318032463-11.3888356106139i | 22.0588 | 0.010771 | -39.355 | -105.5802
3676 | [5 empty] | 9.2214 | 629 | 10.47478 |  |  |  | 22.1201606321564+11.1911580146746i | 24.79 | 0.012104 | -38.3411 | -104.5663
3395 | [5 empty] | 9.2361 | 630 | 10.49143 |  |  |  | 25.3519462371085-21.3971101237577i | 33.1747 | 0.016199 | -35.8105 | -102.0357
3049 | [5 empty] | 9.2507 | 631 | 10.50809 |  |  |  | -11.740174119035-0.973075424807975i | 11.7804 | 0.0057522 | -44.8034 | -111.0286
2654 | [5 empty] | 9.2654 | 632 | 10.52474 |  |  |  | 28.2856754592909+49.1275569050549i | 56.6886 | 0.02768 | -31.1567 | -97.3819
2232 | [5 empty] | 9.28 | 633 | 10.54139 |  |  |  | -11.6832655991589+32.6677287781831i | 34.6941 | 0.01694 | -35.4215 | -101.6467
1803 | [5 empty] | 9.2947 | 634 | 10.55804 |  |  |  | 63.637335882543+4.77749520508251i | 63.8164 | 0.03116 | -30.128 | -96.3532
1386 | [5 empty] | 9.3094 | 635 | 10.57470 |  |  |  | 6.3669785376129+2.8440737552583i | 6.9733 | 0.0034049 | -49.3578 | -115.5831
1005 | [5 empty] | 9.324 | 636 | 10.59135 |  |  |  | 28.2044152756126-26.6929239517218i | 38.833 | 0.018961 | -34.4426 | -100.6678
676 | [5 empty] | 9.3387 | 637 | 10.60800 |  |  |  | -18.995156414818+21.0529781674215i | 28.3557 | 0.013846 | -37.1738 | -103.3991
419 | [5 empty] | 9.3533 | 638 | 10.62466 |  |  |  | -34.6992948745673+11.3040098390147i | 36.4941 | 0.017819 | -34.9821 | -101.2074
242 | [5 empty] | 9.368 | 639 | 10.64131 |  |  |  | 34.2569858134868-28.9399790701201i | 44.8449 | 0.021897 | -33.1923 | -99.4176
157 | [5 empty] | 9.3827 | 640 | 10.65796 |  |  |  | 11.0661237259991+19.5194904258401i | 22.4381 | 0.010956 | -39.2069 | -105.4321
164 | [5 empty] | 9.3973 | 641 | 10.67462 |  |  |  | 53.6838168958077+62.206912796518i | 82.1684 | 0.040121 | -27.9325 | -94.1577
268 | [5 empty] | 9.412 | 642 | 10.69127 |  |  |  | -44.6202216075364-18.2823534516238i | 48.2204 | 0.023545 | -32.562 | -98.7872
462 | [5 empty] | 9.4266 | 643 | 10.70792 |  |  |  | -16.70579511083+0.974741666492644i | 16.7342 | 0.008171 | -41.7545 | -107.9797
734 | [5 empty] | 9.4413 | 644 | 10.72458 |  |  |  | -0.566226113399694+26.1560007580591i | 26.1621 | 0.012774 | -37.8731 | -104.0984
1075 | [5 empty] | 9.456 | 645 | 10.74123 |  |  |  | 0.971404341148753+1.42285214535012i | 1.7228 | 0.00084122 | -61.5018 | -127.727
1464 | [5 empty] | 9.4706 | 646 | 10.75788 |  |  |  | 28.4318218403323-17.9162575702758i | 33.606 | 0.016409 | -35.6983 | -101.9235
1884 | [5 empty] | 9.4853 | 647 | 10.77453 |  |  |  | 54.4241272815192+3.88786453105241i | 54.5628 | 0.026642 | -31.4887 | -97.7139
2314 | [5 empty] | 9.4999 | 648 | 10.79119 |  |  |  | 18.3096411372891-13.6335582834841i | 22.828 | 0.011146 | -39.0572 | -105.2825
2732 | [5 empty] | 9.5146 | 649 | 10.80784 |  |  |  | 37.4597576096403-19.2626164388025i | 42.1222 | 0.020567 | -33.7364 | -99.9616
3119 | [5 empty] | 9.5293 | 650 | 10.82449 |  |  |  | 4.89661877067649-22.0764906178735i | 22.613 | 0.011042 | -39.1394 | -105.3647
3455 | [5 empty] | 9.5439 | 651 | 10.84115 |  |  |  | -35.0160115790822-17.2670964468771i | 39.0419 | 0.019063 | -34.396 | -100.6212
3721 | [5 empty] | 9.5586 | 652 | 10.85780 |  |  |  | 20.5381170981644-31.3460213782493i | 37.4752 | 0.018298 | -34.7517 | -100.977
3909 | [5 empty] | 9.5732 | 653 | 10.87445 |  |  |  | -19.6808727129665+56.1055241627823i | 59.4573 | 0.029032 | -30.7425 | -96.9677
4007 | [5 empty] | 9.5879 | 654 | 10.89111 |  |  |  | 17.216367747829-65.1353354355212i | 67.3722 | 0.032897 | -29.657 | -95.8822
4009 | [5 empty] | 9.6026 | 655 | 10.90776 |  |  |  | -8.00350054904657-10.6881253318676i | 13.3526 | 0.0065198 | -43.7153 | -109.9405
3916 | [5 empty] | 9.6172 | 656 | 10.92441 |  |  |  | -39.5556312489654+1.89183122301528i | 39.6008 | 0.019336 | -34.2725 | -100.4978
3735 | [5 empty] | 9.6319 | 657 | 10.94107 |  |  |  | -13.6109406966067+6.69729975946943i | 15.1694 | 0.0074069 | -42.6072 | -108.8325
3472 | [5 empty] | 9.6465 | 658 | 10.95772 |  |  |  | 13.5146931460428-50.2736962776502i | 52.0585 | 0.025419 | -31.8968 | -98.122
3140 | [5 empty] | 9.6612 | 659 | 10.97437 |  |  |  | -11.9486489787025+27.9892066416045i | 30.433 | 0.01486 | -36.5597 | -102.785
2756 | [5 empty] | 9.6759 | 660 | 10.99102 |  |  |  | 31.4571670208036+11.3492015017323i | 33.4419 | 0.016329 | -35.7408 | -101.966
2338 | [5 empty] | 9.6905 | 661 | 11.00768 |  |  |  | 40.5755566276894+33.3155201512556i | 52.5005 | 0.025635 | -31.8233 | -98.0486
1908 | [5 empty] | 9.7052 | 662 | 11.02433 |  |  |  | -50.0233095683021-17.437603962103i | 52.9755 | 0.025867 | -31.7451 | -97.9704
1488 | [5 empty] | 9.7198 | 663 | 11.04098 |  |  |  | 10.2623794740782+20.137884981908i | 22.602 | 0.011036 | -39.1437 | -105.3689
1095 | [5 empty] | 9.7345 | 664 | 11.05764 |  |  |  | 21.34818566644+1.49762303612668i | 21.4007 | 0.01045 | -39.6181 | -105.8433
753 | [5 empty] | 9.7492 | 665 | 11.07429 |  |  |  | 31.7616507055462-70.0715680673526i | 76.9339 | 0.037565 | -28.5042 | -94.7295
476 | [5 empty] | 9.7638 | 666 | 11.09094 |  |  |  | -18.3616412809206+6.74444464869586i | 19.5611 | 0.0095513 | -40.3987 | -106.624
278 | [5 empty] | 9.7785 | 667 | 11.10760 |  |  |  | -1.8826517649088+14.5549149522723i | 14.6762 | 0.0071661 | -42.8943 | -109.1196
168 | [5 empty] | 9.7931 | 668 | 11.12425 |  |  |  | -1.90502784843925-2.35004826426244i | 3.0252 | 0.0014772 | -56.6115 | -122.8368
154 | [5 empty] | 9.8078 | 669 | 11.14090 |  |  |  | 11.1081307253663+13.0667436963969i | 17.1502 | 0.0083741 | -41.5412 | -107.7665
235 | [5 empty] | 9.8225 | 670 | 11.15755 |  |  |  | 13.0117192952511+12.2429718569521i | 17.866 | 0.0087236 | -41.186 | -107.4113
406 | [5 empty] | 9.8371 | 671 | 11.17421 |  |  |  | -4.86113636003034+35.0426411317784i | 35.3782 | 0.017275 | -35.2519 | -101.4771
661 | [5 empty] | 9.8518 | 672 | 11.19086 |  |  |  | 14.4548361038607+27.8667934204067i | 31.3927 | 0.015328 | -36.29 | -102.5153
985 | [5 empty] | 9.8664 | 673 | 11.20751 |  |  |  | 19.0235262359766+15.7098153635175i | 24.6717 | 0.012047 | -38.3826 | -104.6079
1363 | [5 empty] | 9.8811 | 674 | 11.22417 |  |  |  | 31.626107187064-10.6544842743395i | 33.3726 | 0.016295 | -35.7588 | -101.9841
1779 | [5 empty] | 9.8958 | 675 | 11.24082 |  |  |  | 34.9972646509438-23.9375330443511i | 42.4006 | 0.020703 | -33.6792 | -99.9044
2208 | [5 empty] | 9.9104 | 676 | 11.25747 |  |  |  | 38.4619849875097-35.548524333027i | 52.3739 | 0.025573 | -31.8443 | -98.0696
2631 | [5 empty] | 9.9251 | 677 | 11.27413 |  |  |  | -35.5942987294026+17.0681664569813i | 39.475 | 0.019275 | -34.3002 | -100.5254
3028 | [5 empty] | 9.9398 | 678 | 11.29078 |  |  |  | 28.837830727708+15.890409351341i | 32.9261 | 0.016077 | -35.8758 | -102.1011
3377 | [5 empty] | 9.9544 | 679 | 11.30743 |  |  |  | -17.4679479226875-3.60808910748065i | 17.8367 | 0.0087093 | -41.2003 | -107.4256
3663 | [5 empty] | 9.9691 | 680 | 11.32409 |  |  |  | -3.80088893686872+8.25386184277588i | 9.087 | 0.004437 | -47.0582 | -113.2835
3871 | [5 empty] | 9.9837 | 681 | 11.34074 |  |  |  | -12.457305135365+26.0012090401871i | 28.8314 | 0.014078 | -37.0293 | -103.2545
3990 | [5 empty] | 9.9984 | 682 | 11.35739 |  |  |  | -55.2982655609663+29.4727545227721i | 62.6621 | 0.030597 | -30.2865 | -96.5117
4017 | [5 empty] | 10.0131 | 683 | 11.37404 |  |  |  | 12.5445372696032-22.5624430838679i | 25.8153 | 0.012605 | -37.9891 | -104.2143
3949 | [5 empty] | 10.0277 | 684 | 11.39070 |  |  |  | -15.2268556030469+5.27817697250665i | 16.1157 | 0.007869 | -42.0816 | -108.3069
3789 | [5 empty] | 10.0424 | 685 | 11.40735 |  |  |  | 22.9599355595591-37.3838549499669i | 43.8715 | 0.021422 | -33.3829 | -99.6082
3544 | [5 empty] | 10.057 | 686 | 11.42400 |  |  |  | -26.54438924231-40.8491216820683i | 48.7161 | 0.023787 | -32.4732 | -98.6984
3227 | [5 empty] | 10.0717 | 687 | 11.44066 |  |  |  | -2.4367773171062+5.65241997902336i | 6.1553 | 0.0030055 | -50.4416 | -116.6669
2855 | [5 empty] | 10.0864 | 688 | 11.45731 |  |  |  | -30.3095879761047+43.3393286444364i | 52.8864 | 0.025823 | -31.7597 | -97.985
2445 | [5 empty] | 10.101 | 689 | 11.47396 |  |  |  | 38.0787800134136-50.5674620203474i | 63.3014 | 0.030909 | -30.1983 | -96.4236
2017 | [5 empty] | 10.1157 | 690 | 11.49062 |  |  |  | 16.8995227029179+10.3433603874937i | 19.8136 | 0.0096746 | -40.2873 | -106.5126
1591 | [5 empty] | 10.1303 | 691 | 11.50727 |  |  |  | -8.14676114067903-16.7254795994084i | 18.6041 | 0.009084 | -40.8344 | -107.0597
1189 | [5 empty] | 10.145 | 692 | 11.52392 |  |  |  | -16.4344935650559+45.9652435049357i | 48.8149 | 0.023835 | -32.4555 | -98.6808
834 | [5 empty] | 10.1597 | 693 | 11.54058 |  |  |  | -27.468486209118-8.42611997225148i | 28.7318 | 0.014029 | -37.0593 | -103.2846
537 | [5 empty] | 10.1743 | 694 | 11.55723 |  |  |  | -18.8957293015712-15.6341227239381i | 24.525 | 0.011975 | -38.4344 | -104.6597
319 | [5 empty] | 10.189 | 695 | 11.57388 |  |  |  | 20.2129793314945+38.1771898378888i | 43.1979 | 0.021093 | -33.5173 | -99.7426
187 | [5 empty] | 10.2036 | 696 | 11.59053 |  |  |  | 1.68264444760627+8.14226666914855i | 8.3143 | 0.0040597 | -47.8301 | -114.0553
149 | [5 empty] | 10.2183 | 697 | 11.60719 |  |  |  | -33.4381799523315+0.887429189176435i | 33.45 | 0.016333 | -35.7387 | -101.9639
206 | [5 empty] | 10.233 | 698 | 11.62384 |  |  |  | -62.6038406165221-60.2522496417956i | 86.8883 | 0.042426 | -27.4474 | -93.6726
355 | [5 empty] | 10.2476 | 699 | 11.64049 |  |  |  | -2.41723855481557-21.0467815028415i | 21.1851 | 0.010344 | -39.706 | -105.9312
592 | [5 empty] | 10.2623 | 700 | 11.65715 |  |  |  | -6.81595806175291+0.138038691704631i | 6.8174 | 0.0033288 | -49.5543 | -115.7795
900 | [5 empty] | 10.2769 | 701 | 11.67380 |  |  |  | 30.5420254478669+17.2566642143673i | 35.08 | 0.017129 | -35.3254 | -101.5507
1266 | [5 empty] | 10.2916 | 702 | 11.69045 |  |  |  | -27.6493842739246-41.4093764549303i | 49.7918 | 0.024312 | -32.2834 | -98.5087
1672 | [5 empty] | 10.3063 | 703 | 11.70711 |  |  |  | 5.84539839964362-34.0404885587389i | 34.5387 | 0.016865 | -35.4605 | -101.6857
2102 | [5 empty] | 10.3209 | 704 | 11.72376 |  |  |  | -8.74343812249571+9.06585405350895i | 12.5951 | 0.00615 | -44.2225 | -110.4478
2529 | [5 empty] | 10.3356 | 705 | 11.74041 |  |  |  | 10.2781866896478+1.12518622333108i | 10.3396 | 0.0050486 | -45.9365 | -112.1618
2932 | [5 empty] | 10.3502 | 706 | 11.75707 |  |  |  | -9.42024985160121-19.5718513495174i | 21.7209 | 0.010606 | -39.489 | -105.7143
3294 | [5 empty] | 10.3649 | 707 | 11.77372 |  |  |  | 9.61890627674818-21.0553556219866i | 23.1485 | 0.011303 | -38.9362 | -105.1614
3599 | [5 empty] | 10.3796 | 708 | 11.79037 |  |  |  | 13.7003453534743-4.00220872829495i | 14.273 | 0.0069692 | -43.1363 | -109.3616
3827 | [5 empty] | 10.3942 | 709 | 11.80702 |  |  |  | -20.887292587926+21.3473771719341i | 29.8662 | 0.014583 | -36.723 | -102.9483
3969 | [5 empty] | 10.4089 | 710 | 11.82368 |  |  |  | -52.985725658376-3.89046410948168E-002i | 52.9857 | 0.025872 | -31.7434 | -97.9687
4018 | [5 empty] | 10.4235 | 711 | 11.84033 |  |  |  | 48.2516607054892+34.0462555846779i | 59.054 | 0.028835 | -30.8016 | -97.0269
3974 | [5 empty] | 10.4382 | 712 | 11.85698 |  |  |  | -4.98567430997803+46.6507471992544i | 46.9164 | 0.022908 | -32.8001 | -99.0254
3837 | [5 empty] | 10.4529 | 713 | 11.87364 |  |  |  | 35.0833885860131-4.35058907576627i | 35.3521 | 0.017262 | -35.2583 | -101.4835
3613 | [5 empty] | 10.4675 | 714 | 11.89029 |  |  |  | -14.7089952435194-34.7455774888594i | 37.7308 | 0.018423 | -34.6927 | -100.9179
3312 | [5 empty] | 10.4822 | 715 | 11.90694 |  |  |  | -10.5356543411146+22.8571162872025i | 25.1684 | 0.012289 | -38.2095 | -104.4347
2952 | [5 empty] | 10.4968 | 716 | 11.92360 |  |  |  | 3.75267336369174+39.6655716085333i | 39.8427 | 0.019454 | -34.2196 | -100.4449
2548 | [5 empty] | 10.5115 | 717 | 11.94025 |  |  |  | 3.94190159210481+0.703014763705198i | 4.0041 | 0.0019551 | -54.1765 | -120.4018
2123 | [5 empty] | 10.5262 | 718 | 11.95690 |  |  |  | -25.6984989626064-25.4055883176394i | 36.1366 | 0.017645 | -35.0676 | -101.2929
1694 | [5 empty] | 10.5408 | 719 | 11.97356 |  |  |  | -32.1176694271306+23.7958180682722i | 39.9723 | 0.019518 | -34.1914 | -100.4167
1285 | [5 empty] | 10.5555 | 720 | 11.99021 |  |  |  | 28.2436173019393-47.9422230646845i | 55.6431 | 0.02717 | -31.3184 | -97.5436
915 | [5 empty] | 10.5701 | 721 | 12.00686 |  |  |  | 28.7679288422221-31.5800102671475i | 42.7187 | 0.020859 | -33.6142 | -99.8395
605 | [5 empty] | 10.5848 | 722 | 12.02351 |  |  |  | 28.8227109935496-9.50026844155081i | 30.348 | 0.014818 | -36.584 | -102.8092
365 | [5 empty] | 10.5995 | 723 | 12.04017 |  |  |  | -17.9257405484765-9.08057952843288i | 20.0945 | 0.0098118 | -40.1651 | -106.3903
211 | [5 empty] | 10.6141 | 724 | 12.05682 |  |  |  | 3.29920401023261-26.5044343739912i | 26.709 | 0.013041 | -37.6935 | -103.9187
150 | [5 empty] | 10.6288 | 725 | 12.07347 |  |  |  | -165.188274412883-118.5296049141i | 203.3136 | 0.099274 | -20.0633 | -86.2885
183 | [5 empty] | 10.6435 | 726 | 12.09013 |  |  |  | 11.7211854184153+16.6332731145691i | 20.3483 | 0.0099357 | -40.0561 | -106.2813
309 | [5 empty] | 10.6581 | 727 | 12.10678 |  |  |  | 7.92115751022207-4.4844780377268E-002i | 7.9213 | 0.0038678 | -48.2507 | -114.4759
525 | [5 empty] | 10.6728 | 728 | 12.12343 |  |  |  | -30.1809263574593+35.7411258210806i | 46.7794 | 0.022842 | -32.8255 | -99.0507
816 | [5 empty] | 10.6874 | 729 | 12.14009 |  |  |  | 35.9071502273871-6.7329714597337i | 36.5329 | 0.017838 | -34.9729 | -101.1982
1170 | [5 empty] | 10.7021 | 730 | 12.15674 |  |  |  | -1.45027642565442-19.1871565190023i | 19.2419 | 0.0093955 | -40.5416 | -106.7669
1569 | [5 empty] | 10.7168 | 731 | 12.17339 |  |  |  | 36.4120215865228+22.2453451073601i | 42.6696 | 0.020835 | -33.6242 | -99.8495
1994 | [5 empty] | 10.7314 | 732 | 12.19005 |  |  |  | -30.6349960007712-13.0498568260909i | 33.2987 | 0.016259 | -35.7781 | -102.0033
2423 | [5 empty] | 10.7461 | 733 | 12.20670 |  |  |  | 11.6049069538385-31.8416945321633i | 33.8905 | 0.016548 | -35.625 | -101.8503
2835 | [5 empty] | 10.7607 | 734 | 12.22335 |  |  |  | -8.09479390652144-38.8072498781308i | 39.6425 | 0.019357 | -34.2634 | -100.4886
3210 | [5 empty] | 10.7754 | 735 | 12.24000 |  |  |  | -44.6741297171211+28.3310381268684i | 52.9001 | 0.02583 | -31.7575 | -97.9827
3531 | [5 empty] | 10.7901 | 736 | 12.25666 |  |  |  | 36.5560576799256+6.59916981892192i | 37.1469 | 0.018138 | -34.8281 | -101.0534
3779 | [5 empty] | 10.8047 | 737 | 12.27331 |  |  |  | -39.1130419976368+2.52941082694538i | 39.1947 | 0.019138 | -34.362 | -100.5873
3941 | [5 empty] | 10.8194 | 738 | 12.28996 |  |  |  | 9.55132061685147-18.8640892503934i | 21.1443 | 0.010324 | -39.7227 | -105.948
4015 | [5 empty] | 10.834 | 739 | 12.30662 |  |  |  | 3.71645630955109+11.5482840911311i | 12.1316 | 0.0059236 | -44.5483 | -110.7735
3994 | [5 empty] | 10.8487 | 740 | 12.32327 |  |  |  | -8.45217935874656-6.60621333415395i | 10.7276 | 0.0052381 | -45.6165 | -111.8418
3878 | [5 empty] | 10.8634 | 741 | 12.33992 |  |  |  | 13.2752285409307-36.0952777710651i | 38.4591 | 0.018779 | -34.5266 | -100.7519
3676 | [5 empty] | 10.878 | 742 | 12.35658 |  |  |  | 41.9625395363573+5.24098088270855i | 42.2886 | 0.020649 | -33.7021 | -99.9274
3393 | [5 empty] | 10.8927 | 743 | 12.37323 |  |  |  | 38.5234820437868-2.6391696076626i | 38.6138 | 0.018854 | -34.4918 | -100.717
3046 | [5 empty] | 10.9073 | 744 | 12.38988 |  |  |  | 34.827753870865-20.2181063991822i | 40.2709 | 0.019664 | -34.1268 | -100.352
2652 | [5 empty] | 10.922 | 745 | 12.40653 |  |  |  | 22.0164971923948-17.484285859345i | 28.1145 | 0.013728 | -37.248 | -103.4732
2229 | [5 empty] | 10.9367 | 746 | 12.42319 |  |  |  | -34.0071066619614+40.2929027426761i | 52.7257 | 0.025745 | -31.7861 | -98.0114
1801 | [5 empty] | 10.9513 | 747 | 12.43984 |  |  |  | 3.61647226887013-45.4259127462737i | 45.5696 | 0.022251 | -33.0531 | -99.2783
1383 | [5 empty] | 10.966 | 748 | 12.45649 |  |  |  | -12.1755442166955+6.34444358339556i | 13.7294 | 0.0067038 | -43.4736 | -109.6988
1003 | [5 empty] | 10.9806 | 749 | 12.47315 |  |  |  | -23.949562543537-44.3877295791113i | 50.4366 | 0.024627 | -32.1717 | -98.3969
675 | [5 empty] | 10.9953 | 750 | 12.48980 |  |  |  | 3.10714208883674-27.1103271170103i | 27.2878 | 0.013324 | -37.5072 | -103.7325
417 | [5 empty] | 11.01 | 751 | 12.50645 |  |  |  | 1.68566088121263+9.43100288574677i | 9.5805 | 0.004678 | -46.5989 | -112.8241
241 | [5 empty] | 11.0246 | 752 | 12.52311 |  |  |  | 10.2878875209139+8.12348486949693i | 13.1085 | 0.0064006 | -43.8756 | -110.1008
156 | [5 empty] | 11.0393 | 753 | 12.53976 |  |  |  | 21.3286928299433-2.51925415388666i | 21.477 | 0.010487 | -39.5871 | -105.8124
165 | [5 empty] | 11.0539 | 754 | 12.55641 |  |  |  | 24.3159012709943+2.87830469209269i | 24.4857 | 0.011956 | -38.4484 | -104.6736
271 | [5 empty] | 11.0686 | 755 | 12.57307 |  |  |  | 14.9647399783422+1.08658785304744i | 15.0041 | 0.0073262 | -42.7024 | -108.9276
464 | [5 empty] | 11.0833 | 756 | 12.58972 |  |  |  | -16.4134644532468+4.46761955029787i | 17.0106 | 0.008306 | -41.6122 | -107.8374
737 | [5 empty] | 11.0979 | 757 | 12.60637 |  |  |  | 35.5921484334693+0.911473871260256i | 35.6038 | 0.017385 | -35.1967 | -101.4219
1078 | [5 empty] | 11.1126 | 758 | 12.62302 |  |  |  | 21.3119911325699+19.0231711216239i | 28.5671 | 0.013949 | -37.1093 | -103.3345
1466 | [5 empty] | 11.1272 | 759 | 12.63968 |  |  |  | 2.43489906075345-61.4604723258426i | 61.5087 | 0.030034 | -30.4479 | -96.6731
1888 | [5 empty] | 11.1419 | 760 | 12.65633 |  |  |  | 12.1310147067035+69.124068366496i | 70.1805 | 0.034268 | -29.3023 | -95.5275
2317 | [5 empty] | 11.1566 | 761 | 12.67298 |  |  |  | -8.19913653409281+47.0949043022282i | 47.8033 | 0.023341 | -32.6374 | -98.8627
2734 | [5 empty] | 11.1712 | 762 | 12.68964 |  |  |  | 56.4392390568983+9.30047037936646i | 57.2004 | 0.02793 | -31.0786 | -97.3039
3121 | [5 empty] | 11.1859 | 763 | 12.70629 |  |  |  | -40.5429619499732-25.5128632613311i | 47.9024 | 0.02339 | -32.6195 | -98.8447
3456 | [5 empty] | 11.2005 | 764 | 12.72294 |  |  |  | 9.09936479228595-16.0460070533718i | 18.4465 | 0.0090071 | -40.9083 | -107.1336
3724 | [5 empty] | 11.2152 | 765 | 12.73960 |  |  |  | 12.7782667266923-14.1910554419408i | 19.0963 | 0.0093244 | -40.6076 | -106.8328
3911 | [5 empty] | 11.2299 | 766 | 12.75625 |  |  |  | 5.11222108334179-8.39906661300577i | 9.8326 | 0.0048011 | -46.3733 | -112.5985
4006 | [5 empty] | 11.2445 | 767 | 12.77290 |  |  |  | 5.95195918865145-22.8137312494815i | 23.5774 | 0.011512 | -38.7767 | -105.0019
4008 | [5 empty] | 11.2592 | 768 | 12.78956 |  |  |  | 9.32954035313026-8.63472221450395i | 12.7121 | 0.0062071 | -44.1422 | -110.3675
3916 | [5 empty] | 11.2738 | 769 | 12.80621 |  |  |  | 1.64827083431099-2.77641563103737i | 3.2288 | 0.0015766 | -56.0457 | -122.271
3733 | [5 empty] | 11.2885 | 770 | 12.82286 |  |  |  | -19.0114620404798-23.2716143936189i | 30.05 | 0.014673 | -36.6697 | -102.895
3470 | [5 empty] | 11.3032 | 771 | 12.83951 |  |  |  | -15.9867479308124-9.89047813682987i | 18.7989 | 0.0091791 | -40.744 | -106.9692
3137 | [5 empty] | 11.3178 | 772 | 12.85617 |  |  |  | -46.8640092756766+31.6485899722077i | 56.5497 | 0.027612 | -31.178 | -97.4032
2753 | [5 empty] | 11.3325 | 773 | 12.87282 |  |  |  | -56.4843829431739-37.2325489943146i | 67.6517 | 0.033033 | -29.621 | -95.8463
2336 | [5 empty] | 11.3471 | 774 | 12.88947 |  |  |  | -11.9775847886169-3.29786204837194i | 12.4233 | 0.0060661 | -44.3419 | -110.5671
1905 | [5 empty] | 11.3618 | 775 | 12.90613 |  |  |  | 29.4019100119178-23.4334545258043i | 37.5979 | 0.018358 | -34.7233 | -100.9486
1483 | [5 empty] | 11.3765 | 776 | 12.92278 |  |  |  | -19.9036166431277+6.26855080888108i | 20.8674 | 0.010189 | -39.8372 | -106.0625
1094 | [5 empty] | 11.3911 | 777 | 12.93943 |  |  |  | 18.0125137327156+38.6930907310654i | 42.6803 | 0.02084 | -33.6221 | -99.8473
751 | [5 empty] | 11.4058 | 778 | 12.95609 |  |  |  | 16.8464705089879-23.3311895019551i | 28.7776 | 0.014052 | -37.0455 | -103.2708
473 | [5 empty] | 11.4205 | 779 | 12.97274 |  |  |  | -35.4042054132803+6.91532730301141i | 36.0733 | 0.017614 | -35.0829 | -101.3081
276 | [5 empty] | 11.4351 | 780 | 12.98939 |  |  |  | 36.9845461734019+11.5103906306162i | 38.7343 | 0.018913 | -34.4647 | -100.6899
167 | [5 empty] | 11.4498 | 781 | 13.00605 |  |  |  | 25.9383985552033-20.9437647142124i | 33.3383 | 0.016278 | -35.7677 | -101.993
155 | [5 empty] | 11.4644 | 782 | 13.02270 |  |  |  | 13.8235755278944+64.820863788773i | 66.2785 | 0.032363 | -29.7991 | -96.0244
235 | [5 empty] | 11.4791 | 783 | 13.03935 |  |  |  | -12.8525922886973-75.7766907249361i | 76.8589 | 0.037529 | -28.5127 | -94.738
407 | [5 empty] | 11.4938 | 784 | 13.05600 |  |  |  | 27.1647297593669+14.3099340722967i | 30.7034 | 0.014992 | -36.4829 | -102.7081
662 | [5 empty] | 11.5084 | 785 | 13.07266 |  |  |  | 3.98929645967506+24.1433714790861i | 24.4707 | 0.011949 | -38.4537 | -104.6789
988 | [5 empty] | 11.5231 | 786 | 13.08931 |  |  |  | 17.8001136697872+20.6641655230925i | 27.2736 | 0.013317 | -37.5117 | -103.737
1366 | [5 empty] | 11.5377 | 787 | 13.10596 |  |  |  | -17.0917182799548-24.2718160043307i | 29.6858 | 0.014495 | -36.7756 | -103.0009
1782 | [5 empty] | 11.5524 | 788 | 13.12262 |  |  |  | 3.12333361200983+26.9562079524483i | 27.1366 | 0.01325 | -37.5555 | -103.7808
2211 | [5 empty] | 11.5671 | 789 | 13.13927 |  |  |  | 28.5313366728451+22.0039949338809i | 36.0307 | 0.017593 | -35.0931 | -101.3184
2634 | [5 empty] | 11.5817 | 790 | 13.15592 |  |  |  | 21.4764096320954+1.83194206366395i | 21.5544 | 0.010525 | -39.5559 | -105.7811
3029 | [5 empty] | 11.5964 | 791 | 13.17258 |  |  |  | 15.5222935433901+1.89020281688768i | 15.637 | 0.0076352 | -42.3436 | -108.5688
3379 | [5 empty] | 11.611 | 792 | 13.18923 |  |  |  | -28.7763602082847+13.9345846221218i | 31.9727 | 0.015612 | -36.131 | -102.3563
3664 | [5 empty] | 11.6257 | 793 | 13.20588 |  |  |  | 40.7268547196847+10.7746427169944i | 42.128 | 0.02057 | -33.7352 | -99.9604
3872 | [5 empty] | 11.6404 | 794 | 13.22254 |  |  |  | 69.4624852239188-8.35322206045322i | 69.9629 | 0.034162 | -29.3292 | -95.5545
3991 | [5 empty] | 11.655 | 795 | 13.23919 |  |  |  | -21.8271950930127+20.8714533378599i | 30.2001 | 0.014746 | -36.6264 | -102.8517
4017 | [5 empty] | 11.6697 | 796 | 13.25584 |  |  |  | 60.2137297064026+41.1395759572703i | 72.9257 | 0.035608 | -28.969 | -95.1942
3947 | [5 empty] | 11.6843 | 797 | 13.27249 |  |  |  | -27.3145647279342-74.9117603498303i | 79.7362 | 0.038934 | -28.1935 | -94.4187
3787 | [5 empty] | 11.699 | 798 | 13.28915 |  |  |  | -38.9538898171687-60.0189261587977i | 71.5519 | 0.034937 | -29.1342 | -95.3594
3542 | [5 empty] | 11.7137 | 799 | 13.30580 |  |  |  | -65.266188459278-25.0343361944615i | 69.9027 | 0.034132 | -29.3367 | -95.562
3225 | [5 empty] | 11.7283 | 800 | 13.32245 |  |  |  | -10.7245630978236-16.8978276847636i | 20.0138 | 0.0097724 | -40.2 | -106.4253
2853 | [5 empty] | 11.743 | 801 | 13.33911 |  |  |  | -35.1143723980424-12.1388722443485i | 37.1533 | 0.018141 | -34.8266 | -101.0519
2442 | [5 empty] | 11.7576 | 802 | 13.35576 |  |  |  | -7.61779255178927-44.3096095371439i | 44.9597 | 0.021953 | -33.1701 | -99.3954
2012 | [5 empty] | 11.7723 | 803 | 13.37241 |  |  |  | 11.8031773106271-73.5768410556504i | 74.5176 | 0.036386 | -28.7814 | -95.0067
1587 | [5 empty] | 11.787 | 804 | 13.38907 |  |  |  | 0.349704027732809-31.3737773552306i | 31.3757 | 0.01532 | -36.2947 | -102.52
1185 | [5 empty] | 11.8016 | 805 | 13.40572 |  |  |  | 16.0966260590178-42.1793573741i | 45.1464 | 0.022044 | -33.1341 | -99.3594
831 | [5 empty] | 11.8163 | 806 | 13.42237 |  |  |  | 34.9395063161919-5.57402258996503i | 35.3813 | 0.017276 | -35.2511 | -101.4764
536 | [5 empty] | 11.8309 | 807 | 13.43903 |  |  |  | 18.1356066829056-15.1677011898133i | 23.6423 | 0.011544 | -38.7528 | -104.978
318 | [5 empty] | 11.8456 | 808 | 13.45568 |  |  |  | 3.83998271338643+12.9804845220188i | 13.5366 | 0.0066096 | -43.5964 | -109.8217
187 | [5 empty] | 11.8603 | 809 | 13.47233 |  |  |  | 5.01529575123051-14.3510361401432i | 15.2022 | 0.0074229 | -42.5885 | -108.8137
149 | [5 empty] | 11.8749 | 810 | 13.48898 |  |  |  | -19.4197336255995-35.0489057787948i | 40.0693 | 0.019565 | -34.1704 | -100.3956
208 | [5 empty] | 11.8896 | 811 | 13.50564 |  |  |  | 9.67389485685902-4.7510739646867i | 10.7776 | 0.0052625 | -45.5761 | -111.8014
357 | [5 empty] | 11.9042 | 812 | 13.52229 |  |  |  | 3.63371228562831+29.8594375801696i | 30.0797 | 0.014687 | -36.6611 | -102.8864
593 | [5 empty] | 11.9189 | 813 | 13.53894 |  |  |  | 31.3746111834975-0.312672739183478i | 31.3762 | 0.01532 | -36.2946 | -102.5199
901 | [5 empty] | 11.9336 | 814 | 13.55560 |  |  |  | 14.2432969136554-45.285899091043i | 47.473 | 0.02318 | -32.6977 | -98.9229
1269 | [5 empty] | 11.9482 | 815 | 13.57225 |  |  |  | -34.6048426432133-13.9014599843021i | 37.2927 | 0.018209 | -34.7941 | -101.0194
1676 | [5 empty] | 11.9629 | 816 | 13.58890 |  |  |  | -50.2596977859703+33.0776290175604i | 60.1678 | 0.029379 | -30.6393 | -96.8646
2105 | [5 empty] | 11.9775 | 817 | 13.60556 |  |  |  | -35.7175360186284-0.318344419089085i | 35.719 | 0.017441 | -35.1686 | -101.3939
2531 | [5 empty] | 11.9922 | 818 | 13.62221 |  |  |  | 44.9534917556984-17.3755670218171i | 48.1947 | 0.023533 | -32.5666 | -98.7919
2934 | [5 empty] | 12.0069 | 819 | 13.63886 |  |  |  | -30.7460407120895+13.8908722972994i | 33.7383 | 0.016474 | -35.6641 | -101.8894
3298 | [5 empty] | 12.0215 | 820 | 13.65552 |  |  |  | 17.3426355914437+33.0149979633797i | 37.2929 | 0.018209 | -34.7941 | -101.0193
3601 | [5 empty] | 12.0362 | 821 | 13.67217 |  |  |  | 16.944582006118-34.5920974557634i | 38.5192 | 0.018808 | -34.513 | -100.7383
3829 | [5 empty] | 12.0508 | 822 | 13.68882 |  |  |  | 40.9684763129391+21.6137770922173i | 46.3203 | 0.022617 | -32.9112 | -99.1364
3970 | [5 empty] | 12.0655 | 823 | 13.70547 |  |  |  | -8.27891492793345-14.9246124020701i | 17.0671 | 0.0083335 | -41.5834 | -107.8087
4019 | [5 empty] | 12.0802 | 824 | 13.72213 |  |  |  | 27.4954073986217+30.7648309507356i | 41.261 | 0.020147 | -33.9158 | -100.141
3973 | [5 empty] | 12.0948 | 825 | 13.73878 |  |  |  | -3.49567773071696-1.76062967810261i | 3.914 | 0.0019111 | -54.3741 | -120.5994
3836 | [5 empty] | 12.1095 | 826 | 13.75543 |  |  |  | 32.0331296762379+20.9228761535329i | 38.2608 | 0.018682 | -34.5715 | -100.7968
3611 | [5 empty] | 12.1242 | 827 | 13.77209 |  |  |  | -22.6829549838366-2.34118768394171i | 22.8035 | 0.011135 | -39.0666 | -105.2918
3310 | [5 empty] | 12.1388 | 828 | 13.78874 |  |  |  | -37.1687244155672-10.4904905707975i | 38.6208 | 0.018858 | -34.4902 | -100.7154
2950 | [5 empty] | 12.1535 | 829 | 13.80539 |  |  |  | 2.76722934838216+31.7225815855136i | 31.843 | 0.015548 | -36.1663 | -102.3916
2545 | [5 empty] | 12.1681 | 830 | 13.82205 |  |  |  | -55.3897730331801+25.4393346420667i | 60.9523 | 0.029762 | -30.5268 | -96.752
2120 | [5 empty] | 12.1828 | 831 | 13.83870 |  |  |  | 11.8472068770914+27.1040124346568i | 29.5801 | 0.014443 | -36.8066 | -103.0318
1690 | [5 empty] | 12.1975 | 832 | 13.85535 |  |  |  | -51.28007260938+58.9544369548932i | 78.1362 | 0.038152 | -28.3695 | -94.5948
1282 | [5 empty] | 12.2121 | 833 | 13.87200 |  |  |  | -38.6569929137114+8.14168319113681i | 39.5051 | 0.01929 | -34.2935 | -100.5188
913 | [5 empty] | 12.2268 | 834 | 13.88866 |  |  |  | -21.7425957639-156.240217501686i | 157.7458 | 0.077024 | -22.2674 | -88.4927
601 | [5 empty] | 12.2414 | 835 | 13.90531 |  |  |  | 3.82745839725099-32.0252582914075i | 32.2532 | 0.015749 | -36.0552 | -102.2804
364 | [5 empty] | 12.2561 | 836 | 13.92196 |  |  |  | 31.7063933567872+38.3746622701192i | 49.7786 | 0.024306 | -32.2857 | -98.511
211 | [5 empty] | 12.2708 | 837 | 13.93862 |  |  |  | -14.5468343308521-20.4923109130325i | 25.1306 | 0.012271 | -38.2226 | -104.4478
149 | [5 empty] | 12.2854 | 838 | 13.95527 |  |  |  | 10.8229571965403+42.9904006778892i | 44.3318 | 0.021646 | -33.2923 | -99.5175
184 | [5 empty] | 12.3001 | 839 | 13.97192 |  |  |  | -1.80060503467035-4.19072539384936i | 4.5612 | 0.0022271 | -53.0451 | -119.2703
311 | [5 empty] | 12.3147 | 840 | 13.98858 |  |  |  | 7.68271369393198-1.47086106204079i | 7.8222 | 0.0038195 | -48.36 | -114.5852
527 | [5 empty] | 12.3294 | 841 | 14.00523 |  |  |  | -35.9887104755306+36.9405903071887i | 51.5732 | 0.025182 | -31.9781 | -98.2034
818 | [5 empty] | 12.3441 | 842 | 14.02188 |  |  |  | 8.69461393215114+7.12115955477455i | 11.2386 | 0.0054876 | -45.2123 | -111.4376
1172 | [5 empty] | 12.3587 | 843 | 14.03854 |  |  |  | -35.8133972455514-16.5068645772725i | 39.4345 | 0.019255 | -34.3091 | -100.5343
1573 | [5 empty] | 12.3734 | 844 | 14.05519 |  |  |  | -6.77822130235713-6.10383571123497i | 9.1215 | 0.0044538 | -47.0253 | -113.2506
1999 | [5 empty] | 12.388 | 845 | 14.07184 |  |  |  | -7.46143454415063-66.7024734470044i | 67.1185 | 0.032773 | -29.6898 | -95.915
2425 | [5 empty] | 12.4027 | 846 | 14.08849 |  |  |  | -7.76665019918175+0.5605333140225i | 7.7869 | 0.0038022 | -48.3994 | -114.6246
2838 | [5 empty] | 12.4174 | 847 | 14.10515 |  |  |  | 12.8753132133718-23.8274897264029i | 27.0836 | 0.013224 | -37.5725 | -103.7977
3212 | [5 empty] | 12.432 | 848 | 14.12180 |  |  |  | 35.033798146743-14.441116396392i | 37.8934 | 0.018503 | -34.6553 | -100.8806
3533 | [5 empty] | 12.4467 | 849 | 14.13845 |  |  |  | 14.2934798736266-27.0498605822059i | 30.5941 | 0.014939 | -36.5138 | -102.7391
3780 | [5 empty] | 12.4613 | 850 | 14.15511 |  |  |  | 5.86414197183446-11.3171574318205i | 12.7462 | 0.0062237 | -44.119 | -110.3442
3944 | [5 empty] | 12.476 | 851 | 14.17176 |  |  |  | 21.9302351047818-27.4145653205863i | 35.1069 | 0.017142 | -35.3188 | -101.544
4016 | [5 empty] | 12.4907 | 852 | 14.18841 |  |  |  | -46.9680143164513+2.1468547616877i | 47.0171 | 0.022958 | -32.7815 | -99.0067
3994 | [5 empty] | 12.5053 | 853 | 14.20507 |  |  |  | 17.0166969309287+0.689028456568746i | 17.0306 | 0.0083157 | -41.602 | -107.8272
3879 | [5 empty] | 12.52 | 854 | 14.22172 |  |  |  | -35.3003798781806+4.71663403179874i | 35.6141 | 0.01739 | -35.1942 | -101.4194
3673 | [5 empty] | 12.5346 | 855 | 14.23837 |  |  |  | -4.58392245792545-38.4683440728529i | 38.7405 | 0.018916 | -34.4633 | -100.6885
3391 | [5 empty] | 12.5493 | 856 | 14.25503 |  |  |  | 31.847792069946+11.3162778667686i | 33.7985 | 0.016503 | -35.6486 | -101.8739
3044 | [5 empty] | 12.564 | 857 | 14.27168 |  |  |  | 47.2595005989271-8.96937705271912i | 48.1031 | 0.023488 | -32.5831 | -98.8084
2649 | [5 empty] | 12.5786 | 858 | 14.28833 |  |  |  | -43.8357129483791+13.8424332628391i | 45.9694 | 0.022446 | -32.9772 | -99.2025
2226 | [5 empty] | 12.5933 | 859 | 14.30498 |  |  |  | 2.12663822652351-61.5871810691842i | 61.6239 | 0.03009 | -30.4316 | -96.6569
1795 | [5 empty] | 12.6079 | 860 | 14.32164 |  |  |  | -1.54776497474702-44.2839792229508i | 44.311 | 0.021636 | -33.2964 | -99.5216
1380 | [5 empty] | 12.6226 | 861 | 14.33829 |  |  |  | 1.84477498644003-63.5101505544831i | 63.5369 | 0.031024 | -30.1661 | -96.3913
1000 | [5 empty] | 12.6373 | 862 | 14.35494 |  |  |  | 36.329485215235+6.93445195089191i | 36.9854 | 0.018059 | -34.866 | -101.0912
672 | [5 empty] | 12.6519 | 863 | 14.37160 |  |  |  | 3.29598135554818-22.21522860896i | 22.4584 | 0.010966 | -39.199 | -105.4243
416 | [5 empty] | 12.6666 | 864 | 14.38825 |  |  |  | 3.22593704606693+22.0649118992004i | 22.2995 | 0.010888 | -39.2607 | -105.486
240 | [5 empty] | 12.6812 | 865 | 14.40490 |  |  |  | -3.7948486712292-30.9895002046493i | 31.221 | 0.015245 | -36.3377 | -102.5629
155 | [5 empty] | 12.6959 | 866 | 14.42156 |  |  |  | -22.9950491724116-10.6195844584192i | 25.3288 | 0.012368 | -38.1543 | -104.3796
166 | [5 empty] | 12.7106 | 867 | 14.43821 |  |  |  | -6.01415347337045+61.2362662444978i | 61.5309 | 0.030044 | -30.4447 | -96.67
270 | [5 empty] | 12.7252 | 868 | 14.45486 |  |  |  | -33.0759572532154-15.5880995592979i | 36.5651 | 0.017854 | -34.9653 | -101.1905
465 | [5 empty] | 12.7399 | 869 | 14.47152 |  |  |  | -23.993916281059+26.2575694914482i | 35.5692 | 0.017368 | -35.2051 | -101.4304
738 | [5 empty] | 12.7545 | 870 | 14.48817 |  |  |  | -379.288162829352+17.5233601541855i | 379.6927 | 0.1854 | -14.638 | -80.8632
1080 | [5 empty] | 12.7692 | 871 | 14.50482 |  |  |  | 1.67747733352806+15.0600758998596i | 15.1532 | 0.007399 | -42.6165 | -108.8418
1469 | [5 empty] | 12.7839 | 872 | 14.52147 |  |  |  | -6.15746588220867-59.7819010944854i | 60.0982 | 0.029345 | -30.6494 | -96.8746
1890 | [5 empty] | 12.7985 | 873 | 14.53813 |  |  |  | 14.2652962330435-20.7713680507245i | 25.1982 | 0.012304 | -38.1992 | -104.4245
2320 | [5 empty] | 12.8132 | 874 | 14.55478 |  |  |  | 59.0450770528606-6.41109646169028i | 59.3921 | 0.029 | -30.752 | -96.9773
2738 | [5 empty] | 12.8278 | 875 | 14.57143 |  |  |  | -40.7838573959769-8.35838966585964i | 41.6315 | 0.020328 | -33.8381 | -100.0634
3125 | [5 empty] | 12.8425 | 876 | 14.58809 |  |  |  | -38.799297484409+10.5071417257475i | 40.1968 | 0.019627 | -34.1428 | -100.368
3459 | [5 empty] | 12.8572 | 877 | 14.60474 |  |  |  | -33.4348109439872+31.3321048208881i | 45.8213 | 0.022374 | -33.0053 | -99.2305
3725 | [5 empty] | 12.8718 | 878 | 14.62139 |  |  |  | 11.6283157710377-23.877090594235i | 26.5581 | 0.012968 | -37.7427 | -103.9679
3912 | [5 empty] | 12.8865 | 879 | 14.63805 |  |  |  | -17.2524240433088-34.5190373494379i | 38.5903 | 0.018843 | -34.497 | -100.7223
4007 | [5 empty] | 12.9012 | 880 | 14.65470 |  |  |  | 13.2241999714201-19.9059015446631i | 23.8982 | 0.011669 | -38.6593 | -104.8845
4008 | [5 empty] | 12.9158 | 881 | 14.67135 |  |  |  | -22.4834982990488+28.8274989010381i | 36.5586 | 0.017851 | -34.9668 | -101.1921
3917 | [5 empty] | 12.9305 | 882 | 14.68801 |  |  |  | 4.43982729435401+5.68735701519579i | 7.2151 | 0.003523 | -49.0617 | -115.287
3732 | [5 empty] | 12.9451 | 883 | 14.70466 |  |  |  | 19.2948143982798+12.8625816541171i | 23.1891 | 0.011323 | -38.9209 | -105.1462
3467 | [5 empty] | 12.9598 | 884 | 14.72131 |  |  |  | 27.6685327672375+7.58287548747592i | 28.6888 | 0.014008 | -37.0723 | -103.2976
3135 | [5 empty] | 12.9745 | 885 | 14.73796 |  |  |  | -25.9105596879661-44.8868816641934i | 51.8285 | 0.025307 | -31.9352 | -98.1605
2750 | [5 empty] | 12.9891 | 886 | 14.75462 |  |  |  | -3.91030526616196+0.951705240839413i | 4.0245 | 0.0019651 | -54.1325 | -120.3577
2333 | [5 empty] | 13.0038 | 887 | 14.77127 |  |  |  | -17.5198199135874-9.26537593137881i | 19.819 | 0.0096772 | -40.285 | -106.5102
1902 | [5 empty] | 13.0184 | 888 | 14.78792 |  |  |  | 27.7287715875327+26.1917951733781i | 38.1431 | 0.018625 | -34.5983 | -100.8235
1481 | [5 empty] | 13.0331 | 889 | 14.80458 |  |  |  | 7.73072437016094-15.6406959770968i | 17.4469 | 0.008519 | -41.3922 | -107.6175
1090 | [5 empty] | 13.0478 | 890 | 14.82123 |  |  |  | 5.4977919600237-6.33954856363134i | 8.3914 | 0.0040974 | -47.7499 | -113.9752
749 | [5 empty] | 13.0624 | 891 | 14.83788 |  |  |  | -43.1876348764916-3.30507815694239i | 43.3139 | 0.021149 | -33.494 | -99.7193
472 | [5 empty] | 13.0771 | 892 | 14.85454 |  |  |  | -28.7006468467993-3.0778486050289i | 28.8652 | 0.014094 | -37.0191 | -103.2444
275 | [5 empty] | 13.0917 | 893 | 14.87119 |  |  |  | -35.1576088590377+15.7416769181742i | 38.5209 | 0.018809 | -34.5127 | -100.7379
168 | [5 empty] | 13.1064 | 894 | 14.88784 |  |  |  | -1.81021501352778+16.7025768512997i | 16.8004 | 0.0082033 | -41.7202 | -107.9455
155 | [5 empty] | 13.1211 | 895 | 14.90450 |  |  |  | -33.4983862941819+16.1777245439777i | 37.2003 | 0.018164 | -34.8157 | -101.0409
236 | [5 empty] | 13.1357 | 896 | 14.92115 |  |  |  | 46.019236616229-66.0626177832005i | 80.5111 | 0.039312 | -28.1095 | -94.3347
408 | [5 empty] | 13.1504 | 897 | 14.93780 |  |  |  | 51.6544732156703+4.32436445922978i | 51.8352 | 0.02531 | -31.9341 | -98.1594
665 | [5 empty] | 13.165 | 898 | 14.95445 |  |  |  | -1.10393308618566-37.6497038402289i | 37.6659 | 0.018392 | -34.7076 | -100.9329
990 | [5 empty] | 13.1797 | 899 | 14.97111 |  |  |  | 18.9178023345723-16.4578934241685i | 25.0748 | 0.012244 | -38.2419 | -104.4671
1368 | [5 empty] | 13.1944 | 900 | 14.98776 |  |  |  | -28.9804166002269-36.7946706662433i | 46.8371 | 0.02287 | -32.8148 | -99.0401
1785 | [5 empty] | 13.209 | 901 | 15.00441 |  |  |  | -1.98275655576453+7.05680806880139i | 7.3301 | 0.0035791 | -48.9244 | -115.1497
2214 | [5 empty] | 13.2237 | 902 | 15.02107 |  |  |  | -6.82242039097454-63.2234404575958i | 63.5905 | 0.03105 | -30.1588 | -96.384
2637 | [5 empty] | 13.2383 | 903 | 15.03772 |  |  |  | 2.20392241677647+19.5603432045674i | 19.6841 | 0.0096114 | -40.3443 | -106.5695
3034 | [5 empty] | 13.253 | 904 | 15.05437 |  |  |  | 39.4094628938022+19.0744131048441i | 43.7829 | 0.021378 | -33.4005 | -99.6258
3382 | [5 empty] | 13.2677 | 905 | 15.07103 |  |  |  | -83.3404415685584+2.66662719534022i | 83.3831 | 0.040714 | -27.805 | -94.0303
3666 | [5 empty] | 13.2823 | 906 | 15.08768 |  |  |  | 51.5633126261299+163.483296009117i | 171.4222 | 0.083702 | -21.5453 | -87.7705
3873 | [5 empty] | 13.297 | 907 | 15.10433 |  |  |  | -13.6801225480301+14.5685344453071i | 19.9847 | 0.0097582 | -40.2126 | -106.4379
3993 | [5 empty] | 13.3116 | 908 | 15.12098 |  |  |  | -24.571256394937-58.8362432206231i | 63.7609 | 0.031133 | -30.1355 | -96.3608
4016 | [5 empty] | 13.3263 | 909 | 15.13764 |  |  |  | -2.47159669657725-37.9497020613123i | 38.0301 | 0.018569 | -34.624 | -100.8493
3947 | [5 empty] | 13.341 | 910 | 15.15429 |  |  |  | 22.6211998987197+18.8241066485714i | 29.429 | 0.01437 | -36.8511 | -103.0763
3786 | [5 empty] | 13.3556 | 911 | 15.17094 |  |  |  | 37.7002959814172-5.66734500118335i | 38.1239 | 0.018615 | -34.6027 | -100.8279
3541 | [5 empty] | 13.3703 | 912 | 15.18760 |  |  |  | -4.54747683940013-20.0745301891876i | 20.5832 | 0.01005 | -39.9564 | -106.1816
3224 | [5 empty] | 13.3849 | 913 | 15.20425 |  |  |  | -38.2874564797976-50.3654734378629i | 63.2662 | 0.030892 | -30.2032 | -96.4284
2850 | [5 empty] | 13.3996 | 914 | 15.22090 |  |  |  | -11.8023373836942+13.9360504686793i | 18.2622 | 0.0089171 | -40.9955 | -107.2208
2438 | [5 empty] | 13.4143 | 915 | 15.23756 |  |  |  | 23.1943766087842+25.1649405591186i | 34.2236 | 0.016711 | -35.5401 | -101.7653
2011 | [5 empty] | 13.4289 | 916 | 15.25421 |  |  |  | 22.3398972941121+13.0631319690382i | 25.8789 | 0.012636 | -37.9677 | -104.1929
1584 | [5 empty] | 13.4436 | 917 | 15.27086 |  |  |  | -4.30809349754926-12.7183686818006i | 13.4282 | 0.0065567 | -43.6662 | -109.8915
1182 | [5 empty] | 13.4582 | 918 | 15.28752 |  |  |  | 25.0076962124161+35.7074150196163i | 43.5936 | 0.021286 | -33.4381 | -99.6634
828 | [5 empty] | 13.4729 | 919 | 15.30417 |  |  |  | -23.7442627994291+21.8890452100019i | 32.2943 | 0.015769 | -36.0441 | -102.2693
533 | [5 empty] | 13.4876 | 920 | 15.32082 |  |  |  | 18.2780935854145+7.10732418687265i | 19.6113 | 0.0095758 | -40.3765 | -106.6017
316 | [5 empty] | 13.5022 | 921 | 15.33747 |  |  |  | 28.6506638921477-24.3987096808656i | 37.6319 | 0.018375 | -34.7155 | -100.9407
185 | [5 empty] | 13.5169 | 922 | 15.35413 |  |  |  | 28.9136133580377+1.25580979745152i | 28.9409 | 0.014131 | -36.9964 | -103.2216
149 | [5 empty] | 13.5315 | 923 | 15.37078 |  |  |  | 47.4358277695153-27.1397542698801i | 54.6509 | 0.026685 | -31.4746 | -97.6999
207 | [5 empty] | 13.5462 | 924 | 15.38743 |  |  |  | -17.2332817714996+35.9660374858927i | 39.8816 | 0.019473 | -34.2111 | -100.4364
357 | [5 empty] | 13.5609 | 925 | 15.40409 |  |  |  | 2.09071778926436+4.28750178913576i | 4.7701 | 0.0023291 | -52.6561 | -118.8813
593 | [5 empty] | 13.5755 | 926 | 15.42074 |  |  |  | -11.2694890270818-30.5809836685703i | 32.5914 | 0.015914 | -35.9645 | -102.1898
904 | [5 empty] | 13.5902 | 927 | 15.43739 |  |  |  | -28.4662090105634+18.2245888778959i | 33.8003 | 0.016504 | -35.6482 | -101.8734
1271 | [5 empty] | 13.6049 | 928 | 15.45405 |  |  |  | 31.1927600058192+9.08967481694116i | 32.4902 | 0.015864 | -35.9916 | -102.2168
1678 | [5 empty] | 13.6195 | 929 | 15.47070 |  |  |  | 35.4551933178879-14.3967082169212i | 38.2666 | 0.018685 | -34.5702 | -100.7954
2108 | [5 empty] | 13.6342 | 930 | 15.48735 |  |  |  | -43.1251933641104+27.5953597387629i | 51.1985 | 0.024999 | -32.0415 | -98.2667
2535 | [5 empty] | 13.6488 | 931 | 15.50401 |  |  |  | 16.7376888681777-32.3050130870135i | 36.3836 | 0.017765 | -35.0085 | -101.2337
2937 | [5 empty] | 13.6635 | 932 | 15.52066 |  |  |  | -18.1044249659216-40.1815544305327i | 44.0718 | 0.021519 | -33.3434 | -99.5686
3300 | [5 empty] | 13.6782 | 933 | 15.53731 |  |  |  | 30.7746730476703+1.25197670064875i | 30.8001 | 0.015039 | -36.4555 | -102.6808
3603 | [5 empty] | 13.6928 | 934 | 15.55396 |  |  |  | -34.4304892775384-13.7922378510984i | 37.0902 | 0.01811 | -34.8414 | -101.0667
3831 | [5 empty] | 13.7075 | 935 | 15.57062 |  |  |  | 0.35263173017162+1.57761710664214i | 1.6165 | 0.00078933 | -62.0548 | -128.2801
3971 | [5 empty] | 13.7221 | 936 | 15.58727 |  |  |  | -28.516361688725-48.0532816037491i | 55.8776 | 0.027284 | -31.2819 | -97.5071
4019 | [5 empty] | 13.7368 | 937 | 15.60392 |  |  |  | 27.14082170534-10.8756715719242i | 29.2387 | 0.014277 | -36.9074 | -103.1327
3973 | [5 empty] | 13.7515 | 938 | 15.62058 |  |  |  | -10.139336101964+14.3805975128494i | 17.5957 | 0.0085916 | -41.3185 | -107.5437
3834 | [5 empty] | 13.7661 | 939 | 15.63723 |  |  |  | -47.2680126135216-0.488539855978427i | 47.2705 | 0.023081 | -32.7348 | -98.96
3608 | [5 empty] | 13.7808 | 940 | 15.65388 |  |  |  | -5.21479225025371-10.8718091999954i | 12.0578 | 0.0058876 | -44.6012 | -110.8265
3307 | [5 empty] | 13.7954 | 941 | 15.67054 |  |  |  | -31.4788264515365+10.7795180259363i | 33.2733 | 0.016247 | -35.7847 | -102.0099
2947 | [5 empty] | 13.8101 | 942 | 15.68719 |  |  |  | 67.2180532385386+6.88487434779739i | 67.5697 | 0.032993 | -29.6316 | -95.8568
2543 | [5 empty] | 13.8248 | 943 | 15.70384 |  |  |  | -28.909480141515-53.7114537965842i | 60.9974 | 0.029784 | -30.5204 | -96.7456
2116 | [5 empty] | 13.8394 | 944 | 15.72050 |  |  |  | 17.4322234250022-9.70004130731219i | 19.9493 | 0.0097409 | -40.2281 | -106.4533
1687 | [5 empty] | 13.8541 | 945 | 15.73715 |  |  |  | 61.1441314936168-13.654537345211i | 62.6502 | 0.030591 | -30.2881 | -96.5134
1279 | [5 empty] | 13.8687 | 946 | 15.75380 |  |  |  | 18.5229717135373+11.1917676056992i | 21.6415 | 0.010567 | -39.5208 | -105.7461
910 | [5 empty] | 13.8834 | 947 | 15.77045 |  |  |  | -11.3958264671944+14.0041853661543i | 18.055 | 0.0088159 | -41.0947 | -107.3199
600 | [5 empty] | 13.8981 | 948 | 15.78711 |  |  |  | 9.10148143208372-9.09458435334951i | 12.8666 | 0.0062825 | -44.0373 | -110.2626
361 | [5 empty] | 13.9127 | 949 | 15.80376 |  |  |  | 21.5256376937384-4.15434739991465i | 21.9229 | 0.010705 | -39.4087 | -105.6339
210 | [5 empty] | 13.9274 | 950 | 15.82041 |  |  |  | -24.1951013349835+17.9614404969244i | 30.1333 | 0.014714 | -36.6457 | -102.8709
148 | [5 empty] | 13.942 | 951 | 15.83707 |  |  |  | -1.18512650016918E-002-6.34337219999519i | 6.3434 | 0.0030974 | -50.1802 | -116.4054
184 | [5 empty] | 13.9567 | 952 | 15.85372 |  |  |  | 50.8007570154054-5.57650695288734i | 51.1059 | 0.024954 | -32.0572 | -98.2824
312 | [5 empty] | 13.9714 | 953 | 15.87037 |  |  |  | 11.6889613982805+37.042399296586i | 38.8429 | 0.018966 | -34.4404 | -100.6656
528 | [5 empty] | 13.986 | 954 | 15.88703 |  |  |  | 14.7272734475023+13.1279437552856i | 19.7291 | 0.0096333 | -40.3245 | -106.5497
821 | [5 empty] | 14.0007 | 955 | 15.90368 |  |  |  | -37.4082452446908+19.1574145119678i | 42.0284 | 0.020522 | -33.7557 | -99.981
1175 | [5 empty] | 14.0153 | 956 | 15.92033 |  |  |  | -10.6188529010251+10.9863743774945i | 15.2794 | 0.0074607 | -42.5445 | -108.7697
1576 | [5 empty] | 14.03 | 957 | 15.93699 |  |  |  | -10.6675454547511-23.9680613956869i | 26.2348 | 0.01281 | -37.849 | -104.0743
2001 | [5 empty] | 14.0447 | 958 | 15.95364 |  |  |  | -39.8728378173458-4.78842366847833i | 40.1593 | 0.019609 | -34.1509 | -100.3761
2429 | [5 empty] | 14.0593 | 959 | 15.97029 |  |  |  | 18.284462282823-56.6454003126471i | 59.5233 | 0.029064 | -30.7329 | -96.9581
2840 | [5 empty] | 14.074 | 960 | 15.98694 |  |  |  | -2.59316884138105-57.6945389880161i | 57.7528 | 0.0282 | -30.9951 | -97.2204
3215 | [5 empty] | 14.0886 | 961 | 16.00360 |  |  |  | -8.42363260444208+16.3819263189493i | 18.4208 | 0.0089945 | -40.9204 | -107.1457
3535 | [5 empty] | 14.1033 | 962 | 16.02025 |  |  |  | -3.87017241345255+40.8161635900424i | 40.9992 | 0.020019 | -33.9711 | -100.1963
3782 | [5 empty] | 14.118 | 963 | 16.03690 |  |  |  | -4.34757294246748+20.1750253180104i | 20.6381 | 0.010077 | -39.9332 | -106.1584
3944 | [5 empty] | 14.1326 | 964 | 16.05356 |  |  |  | -8.73763174578922-3.95133398925685i | 9.5895 | 0.0046824 | -46.5906 | -112.8159
4017 | [5 empty] | 14.1473 | 965 | 16.07021 |  |  |  | 81.4280522141567-16.6002181858825i | 83.1029 | 0.040578 | -27.8343 | -94.0595
3993 | [5 empty] | 14.1619 | 966 | 16.08686 |  |  |  | -1.43087877105541-21.1415640067155i | 21.1899 | 0.010347 | -39.704 | -105.9293
3877 | [5 empty] | 14.1766 | 967 | 16.10352 |  |  |  | -34.2725263144528-6.94005022259276i | 34.9681 | 0.017074 | -35.3532 | -101.5784
3672 | [5 empty] | 14.1913 | 968 | 16.12017 |  |  |  | 8.37453170115603+23.5755132454471i | 25.0187 | 0.012216 | -38.2613 | -104.4865
3388 | [5 empty] | 14.2059 | 969 | 16.13682 |  |  |  | -47.5282314692721+41.5422086863314i | 63.1244 | 0.030822 | -30.2227 | -96.4479
3040 | [5 empty] | 14.2206 | 970 | 16.15348 |  |  |  | 55.8268091065233+41.7292538856471i | 69.6991 | 0.034033 | -29.3621 | -95.5873
2647 | [5 empty] | 14.2352 | 971 | 16.17013 |  |  |  | -8.25036654538402-29.8026468330721i | 30.9236 | 0.015099 | -36.4208 | -102.6461
2223 | [5 empty] | 14.2499 | 972 | 16.18678 |  |  |  | -48.2220209949984+45.2017137444212i | 66.0951 | 0.032273 | -29.8232 | -96.0485
1793 | [5 empty] | 14.2646 | 973 | 16.20343 |  |  |  | -37.1780602875762-24.0920321245298i | 44.3016 | 0.021632 | -33.2982 | -99.5235
1377 | [5 empty] | 14.2792 | 974 | 16.22009 |  |  |  | -25.4763989448209+62.0066061025425i | 67.0363 | 0.032733 | -29.7004 | -95.9256
998 | [5 empty] | 14.2939 | 975 | 16.23674 |  |  |  | -0.661494042771437-16.9464592307182i | 16.9594 | 0.0082809 | -41.6384 | -107.8637
670 | [5 empty] | 14.3086 | 976 | 16.25339 |  |  |  | -30.3460375058915-20.4627856546006i | 36.6007 | 0.017871 | -34.9568 | -101.1821
413 | [5 empty] | 14.3232 | 977 | 16.27005 |  |  |  | -33.5558214904577-1.23835812012617i | 33.5787 | 0.016396 | -35.7053 | -101.9306
239 | [5 empty] | 14.3379 | 978 | 16.28670 |  |  |  | -47.9985908849352-31.0396409266377i | 57.1605 | 0.02791 | -31.0847 | -97.3099
155 | [5 empty] | 14.3525 | 979 | 16.30335 |  |  |  | 110.588914374371+62.9452333447833i | 127.2478 | 0.062133 | -24.1336 | -90.3588
166 | [5 empty] | 14.3672 | 980 | 16.32001 |  |  |  | -67.4245963326403+38.1001872483209i | 77.4448 | 0.037815 | -28.4468 | -94.672
272 | [5 empty] | 14.3819 | 981 | 16.33666 |  |  |  | -31.0116537385357+23.8264326607626i | 39.1078 | 0.019096 | -34.3813 | -100.6066
467 | [5 empty] | 14.3965 | 982 | 16.35331 |  |  |  | 17.5468653836801-18.7741630334334i | 25.6975 | 0.012548 | -38.0288 | -104.254
740 | [5 empty] | 14.4112 | 983 | 16.36996 |  |  |  | 47.4941202656205-11.2277328406758i | 48.8032 | 0.02383 | -32.4576 | -98.6829
1084 | [5 empty] | 14.4258 | 984 | 16.38662 |  |  |  | 1.890481307793-15.3853468608226i | 15.5011 | 0.0075689 | -42.4194 | -108.6446
1471 | [5 empty] | 14.4405 | 985 | 16.40327 |  |  |  | -40.2239309263417-29.3271337999738i | 49.78 | 0.024307 | -32.2855 | -98.5108
1893 | [5 empty] | 14.4552 | 986 | 16.41992 |  |  |  | 12.7350903085857-4.19599109316939i | 13.4085 | 0.0065471 | -43.679 | -109.9042
2324 | [5 empty] | 14.4698 | 987 | 16.43658 |  |  |  | -24.4567746529283-27.2103916008086i | 36.5861 | 0.017864 | -34.9603 | -101.1855
2741 | [5 empty] | 14.4845 | 988 | 16.45323 |  |  |  | 68.1649150072053-15.5428513310861i | 69.9145 | 0.034138 | -29.3353 | -95.5605
3128 | [5 empty] | 14.4991 | 989 | 16.46988 |  |  |  | 3.08326133027728-23.8456123304393i | 24.0441 | 0.01174 | -38.6064 | -104.8317
3461 | [5 empty] | 14.5138 | 990 | 16.48654 |  |  |  | -7.46600988910786+19.0437227213777i | 20.4549 | 0.0099878 | -40.0106 | -106.2359
3727 | [5 empty] | 14.5285 | 991 | 16.50319 |  |  |  | 54.3416006504206-53.5732406694867i | 76.3093 | 0.03726 | -28.5751 | -94.8003
3913 | [5 empty] | 14.5431 | 992 | 16.51984 |  |  |  | -44.5840129084052+14.2004834260427i | 46.7909 | 0.022847 | -32.8234 | -99.0486
4007 | [5 empty] | 14.5578 | 993 | 16.53650 |  |  |  | 2.83887617695884+48.5545504321924i | 48.6375 | 0.023749 | -32.4872 | -98.7124
4008 | [5 empty] | 14.5724 | 994 | 16.55315 |  |  |  | 8.9783627385579+37.2681039960485i | 38.3344 | 0.018718 | -34.5548 | -100.7801
3915 | [5 empty] | 14.5871 | 995 | 16.56980 |  |  |  | -10.4918351822786+19.8692628570099i | 22.4692 | 0.010971 | -39.1948 | -105.4201
3730 | [5 empty] | 14.6018 | 996 | 16.58645 |  |  |  | -38.6616476832954-2.11267156057065i | 38.7193 | 0.018906 | -34.468 | -100.6933
3467 | [5 empty] | 14.6164 | 997 | 16.60311 |  |  |  | -12.1034438893887+41.8660152252009i | 43.5805 | 0.02128 | -33.4408 | -99.666
3132 | [5 empty] | 14.6311 | 998 | 16.61976 |  |  |  | -0.649615735637161+15.1258835716026i | 15.1398 | 0.0073925 | -42.6242 | -108.8494
2746 | [5 empty] | 14.6457 | 999 | 16.63641 |  |  |  | 13.3295005659434+39.5866976735389i | 41.7706 | 0.020396 | -33.8092 | -100.0344
2330 | [5 empty] | 14.6604 | 1000 | 16.65307 |  |  |  | 15.2783353852372-17.5174323950084i | 23.2441 | 0.01135 | -38.9003 | -105.1256
1900 | [5 empty] | 14.6751 | 1001 | 16.66972 |  |  |  | -28.8070307523335+9.79158282296966i | 30.4256 | 0.014856 | -36.5618 | -102.7871
1479 | [5 empty] | 14.6897 | 1002 | 16.68637 |  |  |  | -2.11597393174349-16.1985319295691i | 16.3361 | 0.0079766 | -41.9636 | -108.1889
1088 | [5 empty] | 14.7044 | 1003 | 16.70303 |  |  |  | -9.15703687406322+14.553429448457i | 17.1946 | 0.0083958 | -41.5188 | -107.744
746 | [5 empty] | 14.719 | 1004 | 16.71968 |  |  |  | -12.3463440591991-51.9556214044497i | 53.4024 | 0.026075 | -31.6754 | -97.9006
471 | [5 empty] | 14.7337 | 1005 | 16.73633 |  |  |  | -26.3893399339887+9.80747176687272i | 28.1529 | 0.013747 | -37.2361 | -103.4614
274 | [5 empty] | 14.7484 | 1006 | 16.75299 |  |  |  | 9.98422926812865-33.8712393014789i | 35.3121 | 0.017242 | -35.2681 | -101.4934
167 | [5 empty] | 14.763 | 1007 | 16.76964 |  |  |  | 35.5361460536673-12.0467502641484i | 37.5226 | 0.018322 | -34.7408 | -100.966
154 | [5 empty] | 14.7777 | 1008 | 16.78629 |  |  |  | 22.764127844319-7.38696055870001i | 23.9327 | 0.011686 | -38.6468 | -104.872
237 | [5 empty] | 14.7923 | 1009 | 16.80294 |  |  |  | -42.3933810555835-3.89837723789806i | 42.5722 | 0.020787 | -33.6441 | -99.8693
411 | [5 empty] | 14.807 | 1010 | 16.81960 |  |  |  | 13.277316701482+1.29388021593125i | 13.3402 | 0.0065138 | -43.7233 | -109.9486
666 | [5 empty] | 14.8217 | 1011 | 16.83625 |  |  |  | 29.2436981413643+69.6441588009927i | 75.5348 | 0.036882 | -28.6637 | -94.8889
995 | [5 empty] | 14.8363 | 1012 | 16.85290 |  |  |  | 4.88284756636038-37.0987502332106i | 37.4187 | 0.018271 | -34.7648 | -100.9901
1372 | [5 empty] | 14.851 | 1013 | 16.86956 |  |  |  | -12.2811056941534+9.07017757062661i | 15.2674 | 0.0074548 | -42.5513 | -108.7765
1788 | [5 empty] | 14.8656 | 1014 | 16.88621 |  |  |  | -48.7775595168795-15.0197501797791i | 51.0377 | 0.024921 | -32.0688 | -98.294
2216 | [5 empty] | 14.8803 | 1015 | 16.90286 |  |  |  | -32.3449015660317+63.9968735317828i | 71.7063 | 0.035013 | -29.1155 | -95.3407
2641 | [5 empty] | 14.895 | 1016 | 16.91952 |  |  |  | 29.4274171515464+82.9609871780696i | 88.0256 | 0.042981 | -27.3344 | -93.5597
3037 | [5 empty] | 14.9096 | 1017 | 16.93617 |  |  |  | 32.7620682898511-20.7031996615782i | 38.7553 | 0.018924 | -34.46 | -100.6852
3384 | [5 empty] | 14.9243 | 1018 | 16.95282 |  |  |  | -12.9317152474308+12.2247467523175i | 17.7953 | 0.0086891 | -41.2205 | -107.4457
3668 | [5 empty] | 14.9389 | 1019 | 16.96948 |  |  |  | 31.1372294470823-8.71166230447082i | 32.333 | 0.015788 | -36.0337 | -102.2589
3875 | [5 empty] | 14.9536 | 1020 | 16.98613 |  |  |  | -61.6385252671755+33.6946755833814i | 70.247 | 0.0343 | -29.294 | -95.5193
3992 | [5 empty] | 14.9683 | 1021 | 17.00278 |  |  |  | -0.854530391703014-24.7022190451291i | 24.717 | 0.012069 | -38.3667 | -104.5919
4017 | [5 empty] | 14.9829 | 1022 | 17.01943 |  |  |  | 3.22680271839038-13.5688326589102i | 13.9472 | 0.0068102 | -43.3368 | -109.5621
3947 | [5 empty] | 14.9976 | 1023 | 17.03609 |  |  |  | 15.5610899329325-15.1541898192954i | 21.7209 | 0.010606 | -39.489 | -105.7143
3784 | [5 empty] | 15.0122 | 1024 | 17.05274 |  |  |  | -30.0000000000005+52.9999999999991i | 60.9016 | 0.029737 | -30.534 | -96.7593
3539 | [5 empty] | 15.0269 | 1025 | 17.06939 |  |  |  | -36.6346879924831-22.6774665677768i | 43.0856 | 0.021038 | -33.54 | -99.7652
3220 | [5 empty] | 15.0416 | 1026 | 17.08605 |  |  |  | -27.6488947945861-20.14319988478i | 34.2083 | 0.016703 | -35.544 | -101.7692
2848 | [5 empty] | 15.0562 | 1027 | 17.10270 |  |  |  | 3.69412671443061-30.8724219091801i | 31.0927 | 0.015182 | -36.3734 | -102.5987
2435 | [5 empty] | 15.0709 | 1028 | 17.11935 |  |  |  | 22.0355492058781-7.89990925585298i | 23.4088 | 0.01143 | -38.839 | -105.0642
2007 | [5 empty] | 15.0856 | 1029 | 17.13601 |  |  |  | 6.34741988238849-28.2852423496303i | 28.9887 | 0.014155 | -36.982 | -103.2073
1582 | [5 empty] | 15.1002 | 1030 | 17.15266 |  |  |  | -34.4255441563463-6.31572255468911i | 35.0001 | 0.01709 | -35.3452 | -101.5705
1179 | [5 empty] | 15.1149 | 1031 | 17.16931 |  |  |  | 32.4237828811082-5.02509481991505i | 32.8109 | 0.016021 | -35.9062 | -102.1315
825 | [5 empty] | 15.1295 | 1032 | 17.18597 |  |  |  | 12.7527221861263+9.62256175375568i | 15.9758 | 0.0078007 | -42.1574 | -108.3826
533 | [5 empty] | 15.1442 | 1033 | 17.20262 |  |  |  | -6.52699344861995+11.9526331111502i | 13.6186 | 0.0066497 | -43.5439 | -109.7692
315 | [5 empty] | 15.1589 | 1034 | 17.21927 |  |  |  | 67.2155291653631+10.3752259369228i | 68.0116 | 0.033209 | -29.5749 | -95.8002
184 | [5 empty] | 15.1735 | 1035 | 17.23592 |  |  |  | -2.83825348828638+22.5237247527297i | 22.7018 | 0.011085 | -39.1054 | -105.3306
148 | [5 empty] | 15.1882 | 1036 | 17.25258 |  |  |  | -13.5282747162605+14.7854548938521i | 20.0406 | 0.0097854 | -40.1884 | -106.4137
209 | [5 empty] | 15.2028 | 1037 | 17.26923 |  |  |  | -8.04939772267865+24.5101759134321i | 25.7981 | 0.012597 | -37.9948 | -104.2201
358 | [5 empty] | 15.2175 | 1038 | 17.28588 |  |  |  | 58.4063185339685+7.26780902943009i | 58.8568 | 0.028739 | -30.8307 | -97.0559
597 | [5 empty] | 15.2322 | 1039 | 17.30254 |  |  |  | 10.3286670321716-55.5768425611547i | 56.5285 | 0.027602 | -31.1813 | -97.4065
907 | [5 empty] | 15.2468 | 1040 | 17.31919 |  |  |  | -16.0835877893451+32.8523821401191i | 36.5781 | 0.01786 | -34.9622 | -101.1874
1274 | [5 empty] | 15.2615 | 1041 | 17.33584 |  |  |  | 0.15552517050935-25.2485833646163i | 25.2491 | 0.012329 | -38.1817 | -104.4069
1683 | [5 empty] | 15.2761 | 1042 | 17.35250 |  |  |  | -41.4246071302875+6.16129782840138i | 41.8803 | 0.020449 | -33.7864 | -100.0117
2111 | [5 empty] | 15.2908 | 1043 | 17.36915 |  |  |  | 11.5962128478595+20.7286680281321i | 23.7518 | 0.011598 | -38.7127 | -104.9379
2536 | [5 empty] | 15.3055 | 1044 | 17.38580 |  |  |  | 16.9479934194388+14.0289524844119i | 22.001 | 0.010743 | -39.3777 | -105.603
2939 | [5 empty] | 15.3201 | 1045 | 17.40246 |  |  |  | 27.6505499971345-10.6433702755921i | 29.6283 | 0.014467 | -36.7925 | -103.0177
3303 | [5 empty] | 15.3348 | 1046 | 17.41911 |  |  |  | 55.9670835379363+14.3445765489733i | 57.7761 | 0.028211 | -30.9916 | -97.2169
3605 | [5 empty] | 15.3494 | 1047 | 17.43576 |  |  |  | -15.9389674930559+23.3725942305635i | 28.2901 | 0.013814 | -37.1939 | -103.4192
3832 | [5 empty] | 15.3641 | 1048 | 17.45241 |  |  |  | 84.1684271810709-13.5112787761947i | 85.246 | 0.041624 | -27.6131 | -93.8384
3972 | [5 empty] | 15.3788 | 1049 | 17.46907 |  |  |  | -28.4121710652242-12.5331981460093i | 31.0537 | 0.015163 | -36.3843 | -102.6096
4019 | [5 empty] | 15.3934 | 1050 | 17.48572 |  |  |  | -31.5783231856821+45.9919124745714i | 55.7893 | 0.027241 | -31.2956 | -97.5208
3972 | [5 empty] | 15.4081 | 1051 | 17.50237 |  |  |  | 278.154763865088+165.112473872857i | 323.469 | 0.15794 | -16.0299 | -82.2552
3834 | [5 empty] | 15.4227 | 1052 | 17.51903 |  |  |  | 56.8164783555891-33.4018514545089i | 65.9075 | 0.032181 | -29.8479 | -96.0732
3607 | [5 empty] | 15.4374 | 1053 | 17.53568 |  |  |  | 36.6429653508504+59.8189428246592i | 70.1499 | 0.034253 | -29.3061 | -95.5313
3306 | [5 empty] | 15.4521 | 1054 | 17.55233 |  |  |  | 36.6849396991075+5.0928657220758i | 37.0368 | 0.018084 | -34.8539 | -101.0792
2944 | [5 empty] | 15.4667 | 1055 | 17.56899 |  |  |  | -13.8273357614006+0.128871140468902i | 13.8279 | 0.0067519 | -43.4115 | -109.6367
2539 | [5 empty] | 15.4814 | 1056 | 17.58564 |  |  |  | 7.77550949942951+71.9337237427384i | 72.3527 | 0.035328 | -29.0375 | -95.2627
2114 | [5 empty] | 15.496 | 1057 | 17.60229 |  |  |  | 1.84812204946669+42.5083538326868i | 42.5485 | 0.020776 | -33.6489 | -99.8742
1685 | [5 empty] | 15.5107 | 1058 | 17.61894 |  |  |  | -12.6462158740753-12.3540444904502i | 17.6791 | 0.0086324 | -41.2774 | -107.5027
1277 | [5 empty] | 15.5254 | 1059 | 17.63560 |  |  |  | 49.4057366816894-21.5340363847642i | 53.8947 | 0.026316 | -31.5957 | -97.8209
908 | [5 empty] | 15.54 | 1060 | 17.65225 |  |  |  | 4.23119386017262-19.3883768592744i | 19.8447 | 0.0096898 | -40.2737 | -106.499
598 | [5 empty] | 15.5547 | 1061 | 17.66890 |  |  |  | -11.2454444188976+3.46606812081109E-002i | 11.2455 | 0.005491 | -45.207 | -111.4323
359 | [5 empty] | 15.5693 | 1062 | 17.68556 |  |  |  | -12.7526018866476-18.3562438844113i | 22.3513 | 0.010914 | -39.2405 | -105.4658
210 | [5 empty] | 15.584 | 1063 | 17.70221 |  |  |  | -35.4944467165227-8.31991415975031i | 36.4565 | 0.017801 | -34.9911 | -101.2163
148 | [5 empty] | 15.5987 | 1064 | 17.71886 |  |  |  | 15.8878295292699+5.79003890317989i | 16.91 | 0.0082568 | -41.6637 | -107.889
184 | [5 empty] | 15.6133 | 1065 | 17.73552 |  |  |  | 61.9291122092819-28.3657729277442i | 68.1163 | 0.03326 | -29.5616 | -95.7868
314 | [5 empty] | 15.628 | 1066 | 17.75217 |  |  |  | -26.0789886966072+19.9384750252859i | 32.8277 | 0.016029 | -35.9018 | -102.127
531 | [5 empty] | 15.6426 | 1067 | 17.76882 |  |  |  | 12.5139340097196+35.9211962040219i | 38.0385 | 0.018574 | -34.6221 | -100.8474
824 | [5 empty] | 15.6573 | 1068 | 17.78548 |  |  |  | 12.1865498663934+8.17448204528058i | 14.6743 | 0.0071652 | -42.8955 | -109.1207
1178 | [5 empty] | 15.672 | 1069 | 17.80213 |  |  |  | 20.055709949351-3.80411670983059i | 20.4133 | 0.0099674 | -40.0283 | -106.2536
1580 | [5 empty] | 15.6866 | 1070 | 17.81878 |  |  |  | -8.07416205894089-56.3149831570257i | 56.8909 | 0.027779 | -31.1257 | -97.351
2003 | [5 empty] | 15.7013 | 1071 | 17.83543 |  |  |  | 17.9825078159618+26.2342947393199i | 31.8058 | 0.01553 | -36.1765 | -102.4017
2432 | [5 empty] | 15.7159 | 1072 | 17.85209 |  |  |  | 18.137530091987-8.15235893116369i | 19.8854 | 0.0097097 | -40.2559 | -106.4811
2844 | [5 empty] | 15.7306 | 1073 | 17.86874 |  |  |  | -38.4382207717786-12.9817733566217i | 40.5712 | 0.01981 | -34.0622 | -100.2875
3218 | [5 empty] | 15.7453 | 1074 | 17.88539 |  |  |  | -7.67529000048127+6.5311590799065i | 10.078 | 0.0049209 | -46.1591 | -112.3844
3537 | [5 empty] | 15.7599 | 1075 | 17.90205 |  |  |  | 29.5607440203484-43.7847894371476i | 52.8294 | 0.025796 | -31.7691 | -97.9943
3783 | [5 empty] | 15.7746 | 1076 | 17.91870 |  |  |  | 31.6565345667985+6.70316975370852i | 32.3584 | 0.0158 | -36.0268 | -102.2521
3944 | [5 empty] | 15.7893 | 1077 | 17.93535 |  |  |  | 28.1803841848424-4.57692891891377i | 28.5496 | 0.01394 | -37.1146 | -103.3398
4016 | [5 empty] | 15.8039 | 1078 | 17.95201 |  |  |  | -11.9193338911975+11.7121830468015i | 16.7106 | 0.0081595 | -41.7667 | -107.992
3993 | [5 empty] | 15.8186 | 1079 | 17.96866 |  |  |  | -13.6023613482336-25.4184193245582i | 28.8292 | 0.014077 | -37.03 | -103.2552
3875 | [5 empty] | 15.8332 | 1080 | 17.98531 |  |  |  | -6.88782494927905-19.5629101264152i | 20.74 | 0.010127 | -39.8904 | -106.1157
3670 | [5 empty] | 15.8479 | 1081 | 18.00197 |  |  |  | -1.89333655303255-34.1483415951518i | 34.2008 | 0.0167 | -35.5459 | -101.7711
3387 | [5 empty] | 15.8626 | 1082 | 18.01862 |  |  |  | -2.08805245641137+60.0169075252532i | 60.0532 | 0.029323 | -30.6559 | -96.8811
3038 | [5 empty] | 15.8772 | 1083 | 18.03527 |  |  |  | 12.513940326007-54.3815032547102i | 55.8027 | 0.027247 | -31.2935 | -97.5187
2644 | [5 empty] | 15.8919 | 1084 | 18.05192 |  |  |  | 8.62821836800758+48.559708325027i | 49.3203 | 0.024082 | -32.3661 | -98.5913
2220 | [5 empty] | 15.9065 | 1085 | 18.06858 |  |  |  | -21.7812760989359-18.5440287235283i | 28.606 | 0.013968 | -37.0974 | -103.3227
1791 | [5 empty] | 15.9212 | 1086 | 18.08523 |  |  |  | 54.3471776475677+15.4547138925435i | 56.5019 | 0.027589 | -31.1853 | -97.4106
1374 | [5 empty] | 15.9359 | 1087 | 18.10188 |  |  |  | 28.6932252830833-99.2017091169356i | 103.268 | 0.050424 | -25.9473 | -92.1725
995 | [5 empty] | 15.9505 | 1088 | 18.11854 |  |  |  | -27.6097117163966-35.4209307191908i | 44.9103 | 0.021929 | -33.1797 | -99.4049
667 | [5 empty] | 15.9652 | 1089 | 18.13519 |  |  |  | 3.42313429763552-38.0703191908277i | 38.2239 | 0.018664 | -34.5799 | -100.8051
412 | [5 empty] | 15.9798 | 1090 | 18.15184 |  |  |  | 24.7783168100856+17.5264296129231i | 30.3503 | 0.014819 | -36.5833 | -102.8086
238 | [5 empty] | 15.9945 | 1091 | 18.16850 |  |  |  | 20.9174255343233+19.0788139200702i | 28.3115 | 0.013824 | -37.1873 | -103.4126
155 | [5 empty] | 16.0092 | 1092 | 18.18515 |  |  |  | 9.40905633183866-5.76390978917148i | 11.0342 | 0.0053878 | -45.3718 | -111.5971
167 | [5 empty] | 16.0238 | 1093 | 18.20180 |  |  |  | 11.1303421974362-4.61802180156726i | 12.0503 | 0.005884 | -44.6066 | -110.8319
273 | [5 empty] | 16.0385 | 1094 | 18.21846 |  |  |  | 2.32073738715923+19.6118803279547i | 19.7487 | 0.0096429 | -40.3158 | -106.5411
468 | [5 empty] | 16.0531 | 1095 | 18.23511 |  |  |  | 27.19852189468-2.37425775756197i | 27.302 | 0.013331 | -37.5027 | -103.728
743 | [5 empty] | 16.0678 | 1096 | 18.25176 |  |  |  | 6.67326132655804-34.4722941876997i | 35.1123 | 0.017145 | -35.3174 | -101.5427
1086 | [5 empty] | 16.0825 | 1097 | 18.26841 |  |  |  | -27.9529464836567-45.6167660124218i | 53.5001 | 0.026123 | -31.6595 | -97.8848
1475 | [5 empty] | 16.0971 | 1098 | 18.28507 |  |  |  | -19.5984658516305+19.4636106888772i | 27.6212 | 0.013487 | -37.4017 | -103.627
1895 | [5 empty] | 16.1118 | 1099 | 18.30172 |  |  |  | 10.7527356199172+26.2286619719504i | 28.3472 | 0.013841 | -37.1764 | -103.4016
2327 | [5 empty] | 16.1264 | 1100 | 18.31837 |  |  |  | -8.56583582735072-20.8454754005858i | 22.5368 | 0.011004 | -39.1688 | -105.394
2744 | [5 empty] | 16.1411 | 1101 | 18.33503 |  |  |  | 38.844862065206-19.6586936754232i | 43.536 | 0.021258 | -33.4496 | -99.6749
3129 | [5 empty] | 16.1558 | 1102 | 18.35168 |  |  |  | -11.8463476838366-25.0476723961962i | 27.7078 | 0.013529 | -37.3746 | -103.5998
3464 | [5 empty] | 16.1704 | 1103 | 18.36833 |  |  |  | 28.1204055671799+20.4647428669416i | 34.7788 | 0.016982 | -35.4003 | -101.6256
3729 | [5 empty] | 16.1851 | 1104 | 18.38499 |  |  |  | -41.0142037554598+26.5901951335913i | 48.8795 | 0.023867 | -32.4441 | -98.6693
3914 | [5 empty] | 16.1997 | 1105 | 18.40164 |  |  |  | -17.5997282754088-31.8074339932091i | 36.3519 | 0.01775 | -35.016 | -101.2413
4007 | [5 empty] | 16.2144 | 1106 | 18.41829 |  |  |  | 32.0624941613775-4.29633297990039i | 32.3491 | 0.015795 | -36.0294 | -102.2546
4008 | [5 empty] | 16.2291 | 1107 | 18.43495 |  |  |  | -4.02119804964534-24.5443702611985i | 24.8716 | 0.012144 | -38.3125 | -104.5378
3914 | [5 empty] | 16.2437 | 1108 | 18.45160 |  |  |  | -7.03403054160542+12.5544778586961i | 14.3907 | 0.0070267 | -43.065 | -109.2902
3729 | [5 empty] | 16.2584 | 1109 | 18.46825 |  |  |  | 27.2189211015833+44.577785302454i | 52.2307 | 0.025503 | -31.8681 | -98.0933
3464 | [5 empty] | 16.273 | 1110 | 18.48490 |  |  |  | 20.0390886736927-13.2812750654624i | 24.0407 | 0.011739 | -38.6076 | -104.8329
3131 | [5 empty] | 16.2877 | 1111 | 18.50156 |  |  |  | -18.4630948014458+51.3255656998308i | 54.5454 | 0.026633 | -31.4914 | -97.7167
2744 | [5 empty] | 16.3024 | 1112 | 18.51821 |  |  |  | -19.0583402933568+96.5387030462342i | 98.4019 | 0.048048 | -26.3665 | -92.5918
2326 | [5 empty] | 16.317 | 1113 | 18.53486 |  |  |  | 60.2321350138535+54.3035128155727i | 81.0974 | 0.039598 | -28.0465 | -94.2717
1897 | [5 empty] | 16.3317 | 1114 | 18.55152 |  |  |  | -14.4334456617261-22.394178484431i | 26.6425 | 0.013009 | -37.7151 | -103.9403
1476 | [5 empty] | 16.3463 | 1115 | 18.56817 |  |  |  | -0.50671758411122+37.7751393788433i | 37.7785 | 0.018447 | -34.6817 | -100.9069
1086 | [5 empty] | 16.361 | 1116 | 18.58482 |  |  |  | -5.51532399507504+25.8524158249498i | 26.4342 | 0.012907 | -37.7833 | -104.0085
744 | [5 empty] | 16.3757 | 1117 | 18.60148 |  |  |  | 15.0820020957915+7.17944298950042i | 16.7036 | 0.0081561 | -41.7704 | -107.9956
469 | [5 empty] | 16.3903 | 1118 | 18.61813 |  |  |  | 6.46359475049456-27.7241996113618i | 28.4677 | 0.0139 | -37.1396 | -103.3648
273 | [5 empty] | 16.405 | 1119 | 18.63478 |  |  |  | -23.7859224417666+3.25649523491257i | 24.0078 | 0.011723 | -38.6195 | -104.8448
166 | [5 empty] | 16.4196 | 1120 | 18.65144 |  |  |  | -20.0867034512031+44.7028316453045i | 49.0084 | 0.02393 | -32.4212 | -98.6464
154 | [5 empty] | 16.4343 | 1121 | 18.66809 |  |  |  | 28.75082642084+17.8675128720715i | 33.8505 | 0.016529 | -35.6353 | -101.8605
238 | [5 empty] | 16.449 | 1122 | 18.68474 |  |  |  | -6.46966328838732-6.53563745416053i | 9.1963 | 0.0044904 | -46.9544 | -113.1796
413 | [5 empty] | 16.4636 | 1123 | 18.70139 |  |  |  | 62.3164192173389+63.8504639228091i | 89.2201 | 0.043564 | -27.2173 | -93.4426
668 | [5 empty] | 16.4783 | 1124 | 18.71805 |  |  |  | -62.1316104700098-41.4349681921045i | 74.6806 | 0.036465 | -28.7624 | -94.9877
997 | [5 empty] | 16.493 | 1125 | 18.73470 |  |  |  | -43.4639409610818+4.83330203870883i | 43.7319 | 0.021353 | -33.4106 | -99.6359
1374 | [5 empty] | 16.5076 | 1126 | 18.75135 |  |  |  | -7.2825462903221+21.4179988368236i | 22.6222 | 0.011046 | -39.1359 | -105.3611
1791 | [5 empty] | 16.5223 | 1127 | 18.76801 |  |  |  | -47.5997963177259-35.1416516835123i | 59.1665 | 0.02889 | -30.7851 | -97.0103
2220 | [5 empty] | 16.5369 | 1128 | 18.78466 |  |  |  | 30.1801231091843-25.8545359819145i | 39.7404 | 0.019404 | -34.242 | -100.4672
2643 | [5 empty] | 16.5516 | 1129 | 18.80131 |  |  |  | 9.15054565608874+10.1331252210206i | 13.6533 | 0.0066667 | -43.5218 | -109.7471
3039 | [5 empty] | 16.5663 | 1130 | 18.81797 |  |  |  | 1.42680266966273+32.908507247098i | 32.9394 | 0.016084 | -35.8723 | -102.0975
3387 | [5 empty] | 16.5809 | 1131 | 18.83462 |  |  |  | -15.6925353098312-14.8951698335809i | 21.6361 | 0.010565 | -39.523 | -105.7483
3670 | [5 empty] | 16.5956 | 1132 | 18.85127 |  |  |  | 35.2197920428151+14.9116802882252i | 38.2465 | 0.018675 | -34.5748 | -100.8
3877 | [5 empty] | 16.6102 | 1133 | 18.86793 |  |  |  | -30.9203734251184-18.6428618852314i | 36.1058 | 0.01763 | -35.0751 | -101.3003
3993 | [5 empty] | 16.6249 | 1134 | 18.88458 |  |  |  | -3.70918710984583-68.5929253627038i | 68.6931 | 0.033542 | -29.4883 | -95.7136
4016 | [5 empty] | 16.6396 | 1135 | 18.90123 |  |  |  | 71.7522925650361+8.23259036052826i | 72.223 | 0.035265 | -29.0531 | -95.2783
3945 | [5 empty] | 16.6542 | 1136 | 18.91788 |  |  |  | 46.6857931532518+8.114585696596i | 47.3858 | 0.023138 | -32.7136 | -98.9389
3782 | [5 empty] | 16.6689 | 1137 | 18.93454 |  |  |  | -7.06512673613669+63.8024433901461i | 64.1924 | 0.031344 | -30.0769 | -96.3022
3537 | [5 empty] | 16.6835 | 1138 | 18.95119 |  |  |  | -10.5976110243839+37.0948511950732i | 38.579 | 0.018837 | -34.4996 | -100.7248
3217 | [5 empty] | 16.6982 | 1139 | 18.96784 |  |  |  | 37.7230746261745+28.2087765406038i | 47.1038 | 0.023 | -32.7655 | -98.9907
2845 | [5 empty] | 16.7129 | 1140 | 18.98450 |  |  |  | 15.0922535318303-21.493905622464i | 26.2634 | 0.012824 | -37.8396 | -104.0648
2432 | [5 empty] | 16.7275 | 1141 | 19.00115 |  |  |  | 37.4646216216076+26.0470157009824i | 45.6294 | 0.02228 | -33.0417 | -99.2669
2004 | [5 empty] | 16.7422 | 1142 | 19.01780 |  |  |  | -14.3062940094923-22.0548950909274i | 26.2886 | 0.012836 | -37.8313 | -104.0565
1578 | [5 empty] | 16.7568 | 1143 | 19.03446 |  |  |  | -34.2320211042773+3.30751895660099i | 34.3914 | 0.016793 | -35.4976 | -101.7228
1177 | [5 empty] | 16.7715 | 1144 | 19.05111 |  |  |  | -27.4916950904316+45.5983889033439i | 53.2448 | 0.025998 | -31.7011 | -97.9263
823 | [5 empty] | 16.7862 | 1145 | 19.06776 |  |  |  | 13.1210786736769+41.1111070995636i | 43.1542 | 0.021071 | -33.5261 | -99.7514
530 | [5 empty] | 16.8008 | 1146 | 19.08441 |  |  |  | -2.56335412826789-1.31048602520786i | 2.8789 | 0.0014057 | -57.042 | -123.2673
315 | [5 empty] | 16.8155 | 1147 | 19.10107 |  |  |  | 25.6133451674073-5.32020859852766i | 26.16 | 0.012773 | -37.8738 | -104.0991
184 | [5 empty] | 16.8301 | 1148 | 19.11772 |  |  |  | -2.18537677891394-3.0459469809307i | 3.7488 | 0.0018305 | -54.7487 | -120.974
149 | [5 empty] | 16.8448 | 1149 | 19.13437 |  |  |  | 23.9729280330981+0.869535115712373i | 23.9887 | 0.011713 | -38.6265 | -104.8517
209 | [5 empty] | 16.8595 | 1150 | 19.15103 |  |  |  | 1.86753205424851+3.62843562496664E-002i | 1.8679 | 0.00091205 | -60.7996 | -127.0248
360 | [5 empty] | 16.8741 | 1151 | 19.16768 |  |  |  | 2.00206822479169+15.1524588446258i | 15.2842 | 0.007463 | -42.5418 | -108.767
599 | [5 empty] | 16.8888 | 1152 | 19.18433 |  |  |  | 17.0606036375468+18.9041539623328i | 25.4643 | 0.012434 | -38.108 | -104.3332
908 | [5 empty] | 16.9034 | 1153 | 19.20099 |  |  |  | -1.18539844860861-15.0091788115204i | 15.0559 | 0.0073515 | -42.6725 | -108.8977
1277 | [5 empty] | 16.9181 | 1154 | 19.21764 |  |  |  | 35.7194366823371+19.4400620861424i | 40.6669 | 0.019857 | -34.0418 | -100.267
1684 | [5 empty] | 16.9328 | 1155 | 19.23429 |  |  |  | 42.1762092665184-8.58695169176786i | 43.0415 | 0.021016 | -33.5489 | -99.7741
2114 | [5 empty] | 16.9474 | 1156 | 19.25095 |  |  |  | -4.0801169593588+7.23946487745794i | 8.3101 | 0.0040576 | -47.8345 | -114.0598
2540 | [5 empty] | 16.9621 | 1157 | 19.26760 |  |  |  | 17.329583942752+56.660312118197i | 59.2512 | 0.028931 | -30.7727 | -96.9979
2943 | [5 empty] | 16.9767 | 1158 | 19.28425 |  |  |  | 68.0844672389427+42.8830864175118i | 80.464 | 0.039289 | -28.1146 | -94.3398
3305 | [5 empty] | 16.9914 | 1159 | 19.30090 |  |  |  | -29.4413451504039-29.909778835853i | 41.9689 | 0.020493 | -33.768 | -99.9933
3606 | [5 empty] | 17.0061 | 1160 | 19.31756 |  |  |  | -47.206721944964+5.61077556841082i | 47.539 | 0.023212 | -32.6856 | -98.9108
3833 | [5 empty] | 17.0207 | 1161 | 19.33421 |  |  |  | 64.198985222964+28.9648949092209i | 70.4306 | 0.03439 | -29.2714 | -95.4966
3972 | [5 empty] | 17.0354 | 1162 | 19.35086 |  |  |  | 1.02715834150147+32.238432095894i | 32.2548 | 0.015749 | -36.0547 | -102.28
4019 | [5 empty] | 17.05 | 1163 | 19.36752 |  |  |  | 23.8711379524911-4.08804947851027i | 24.2187 | 0.011826 | -38.5436 | -104.7688
3971 | [5 empty] | 17.0647 | 1164 | 19.38417 |  |  |  | 4.53865394334754-39.2085000147305i | 39.4703 | 0.019273 | -34.3012 | -100.5264
3831 | [5 empty] | 17.0794 | 1165 | 19.40082 |  |  |  | 50.2644076646734-48.2831568131338i | 69.6977 | 0.034032 | -29.3622 | -95.5875
3605 | [5 empty] | 17.094 | 1166 | 19.41748 |  |  |  | 1.84566086749732+40.9579307989511i | 40.9995 | 0.020019 | -33.971 | -100.1963
3303 | [5 empty] | 17.1087 | 1167 | 19.43413 |  |  |  | -22.1814948607035-30.4595490406862i | 37.6803 | 0.018399 | -34.7043 | -100.9296
2940 | [5 empty] | 17.1233 | 1168 | 19.45078 |  |  |  | 13.9852617381502+91.7135009789863i | 92.7737 | 0.0453 | -26.8781 | -93.1034
2536 | [5 empty] | 17.138 | 1169 | 19.46744 |  |  |  | -2.16017230195974+11.6134987261406i | 11.8127 | 0.0057679 | -44.7796 | -111.0049
2111 | [5 empty] | 17.1527 | 1170 | 19.48409 |  |  |  | -17.0528529244732+6.51118842647038i | 18.2536 | 0.0089129 | -40.9996 | -107.2249
1681 | [5 empty] | 17.1673 | 1171 | 19.50074 |  |  |  | -2.65373845520475-31.5415360127467i | 31.653 | 0.015456 | -36.2183 | -102.4436
1274 | [5 empty] | 17.182 | 1172 | 19.51739 |  |  |  | 39.6348869610067+5.47662035961353i | 40.0115 | 0.019537 | -34.1829 | -100.4082
906 | [5 empty] | 17.1966 | 1173 | 19.53405 |  |  |  | 46.7256264066423+17.8339420615127i | 50.0133 | 0.024421 | -32.2449 | -98.4701
597 | [5 empty] | 17.2113 | 1174 | 19.55070 |  |  |  | 27.2626526150709+29.3084929219063i | 40.028 | 0.019545 | -34.1793 | -100.4046
358 | [5 empty] | 17.226 | 1175 | 19.56735 |  |  |  | 3.01103989460835+21.013323167021i | 21.228 | 0.010365 | -39.6884 | -105.9137
208 | [5 empty] | 17.2406 | 1176 | 19.58401 |  |  |  | -13.7374039803586+10.9311384995816i | 17.5558 | 0.0085722 | -41.3382 | -107.5634
150 | [5 empty] | 17.2553 | 1177 | 19.60066 |  |  |  | 10.4631436437928-0.489924930428908i | 10.4746 | 0.0051146 | -45.8238 | -112.0491
185 | [5 empty] | 17.27 | 1178 | 19.61731 |  |  |  | 10.2960346994506+15.2717267543355i | 18.4183 | 0.0089933 | -40.9216 | -107.1469
315 | [5 empty] | 17.2846 | 1179 | 19.63397 |  |  |  | 59.7470211564284+31.9510497056241i | 67.7538 | 0.033083 | -29.6079 | -95.8332
532 | [5 empty] | 17.2993 | 1180 | 19.65062 |  |  |  | 37.5379944439982-28.7007450971367i | 47.2529 | 0.023073 | -32.738 | -98.9633
825 | [5 empty] | 17.3139 | 1181 | 19.66727 |  |  |  | 28.1340849323668-7.37277416684612i | 29.0841 | 0.014201 | -36.9535 | -103.1787
1180 | [5 empty] | 17.3286 | 1182 | 19.68393 |  |  |  | 4.08094384510427-12.3537088640839i | 13.0103 | 0.0063527 | -43.9408 | -110.1661
1583 | [5 empty] | 17.3433 | 1183 | 19.70058 |  |  |  | -41.7316415639164+0.746066585134283i | 41.7383 | 0.02038 | -33.8159 | -100.0412
2007 | [5 empty] | 17.3579 | 1184 | 19.71723 |  |  |  | 17.8766557086284-15.4733971059919i | 23.6432 | 0.011545 | -38.7525 | -104.9777
2436 | [5 empty] | 17.3726 | 1185 | 19.73388 |  |  |  | 31.1736017802572-22.7815193883633i | 38.6108 | 0.018853 | -34.4924 | -100.7177
2847 | [5 empty] | 17.3872 | 1186 | 19.75054 |  |  |  | -2.23686683922139+22.8138331314744i | 22.9232 | 0.011193 | -39.0211 | -105.2463
3219 | [5 empty] | 17.4019 | 1187 | 19.76719 |  |  |  | -12.2109956606308-49.104273453946i | 50.5998 | 0.024707 | -32.1436 | -98.3689
3539 | [5 empty] | 17.4166 | 1188 | 19.78384 |  |  |  | -0.930637534436975+0.319498869740396i | 0.98395 | 0.00048045 | -66.3671 | -132.5924
3785 | [5 empty] | 17.4312 | 1189 | 19.80050 |  |  |  | -6.13275142422631+64.8919733332206i | 65.1811 | 0.031827 | -29.9442 | -96.1694
3945 | [5 empty] | 17.4459 | 1190 | 19.81715 |  |  |  | 17.5004749376042-12.1073492679968i | 21.2804 | 0.010391 | -39.667 | -105.8923
4016 | [5 empty] | 17.4605 | 1191 | 19.83380 |  |  |  | 14.5469227737123-3.13864194676828i | 14.8817 | 0.0072664 | -42.7736 | -108.9988
3993 | [5 empty] | 17.4752 | 1192 | 19.85046 |  |  |  | 1.8154172320981+12.411239151978i | 12.5433 | 0.0061247 | -44.2584 | -110.4836
3875 | [5 empty] | 17.4899 | 1193 | 19.86711 |  |  |  | 63.1310402022116+59.7910581444428i | 86.9511 | 0.042457 | -27.4411 | -93.6663
3668 | [5 empty] | 17.5045 | 1194 | 19.88376 |  |  |  | -63.9368165303654+13.0309179593098i | 65.2512 | 0.031861 | -29.9348 | -96.1601
3386 | [5 empty] | 17.5192 | 1195 | 19.90042 |  |  |  | 23.1267034408972+44.5556542595633i | 50.2001 | 0.024512 | -32.2125 | -98.4378
3038 | [5 empty] | 17.5338 | 1196 | 19.91707 |  |  |  | -123.272566873351+74.4249338844085i | 143.9972 | 0.070311 | -23.0595 | -89.2848
2640 | [5 empty] | 17.5485 | 1197 | 19.93372 |  |  |  | 27.4544303257874+50.4961131936445i | 57.477 | 0.028065 | -31.0367 | -97.262
2217 | [5 empty] | 17.5632 | 1198 | 19.95037 |  |  |  | -22.7102738476478+21.6860944147641i | 31.4013 | 0.015333 | -36.2876 | -102.5129
1788 | [5 empty] | 17.5778 | 1199 | 19.96703 |  |  |  | 14.684855986686-48.7891518690841i | 50.9512 | 0.024879 | -32.0835 | -98.3088
1372 | [5 empty] | 17.5925 | 1200 | 19.98368 |  |  |  | 28.7898183292751-14.1850532426066i | 32.0947 | 0.015671 | -36.0979 | -102.3232
993 | [5 empty] | 17.6071 | 1201 | 20.00033 |  |  |  | 2.45037974757327E-002+2.94033076887973i | 2.9404 | 0.0014358 | -56.8584 | -123.0836
665 | [5 empty] | 17.6218 | 1202 | 20.01699 |  |  |  | 26.7797298593923-38.9470349035476i | 47.2655 | 0.023079 | -32.7357 | -98.961
411 | [5 empty] | 17.6365 | 1203 | 20.03364 |  |  |  | -7.18493612782563-1.5236145139536i | 7.3447 | 0.0035863 | -48.9071 | -115.1324
238 | [5 empty] | 17.6511 | 1204 | 20.05029 |  |  |  | -25.0759478391309-3.14848574635627i | 25.2728 | 0.01234 | -38.1735 | -104.3988
154 | [5 empty] | 17.6658 | 1205 | 20.06695 |  |  |  | -9.49293666275779+71.8299671732652i | 72.4545 | 0.035378 | -29.0253 | -95.2505
167 | [5 empty] | 17.6804 | 1206 | 20.08360 |  |  |  | 18.977156036459-18.4753996880539i | 26.4853 | 0.012932 | -37.7665 | -103.9917
274 | [5 empty] | 17.6951 | 1207 | 20.10025 |  |  |  | 15.9106217305038-26.2568669846634i | 30.7013 | 0.014991 | -36.4835 | -102.7087
471 | [5 empty] | 17.7098 | 1208 | 20.11691 |  |  |  | 24.2618747059963+21.5353417098623i | 32.4409 | 0.01584 | -36.0048 | -102.23
746 | [5 empty] | 17.7244 | 1209 | 20.13356 |  |  |  | 71.1942244140215-9.49374300514229i | 71.8244 | 0.035071 | -29.1012 | -95.3264
1087 | [5 empty] | 17.7391 | 1210 | 20.15021 |  |  |  | -39.6169948586132-8.13329798251387i | 40.4433 | 0.019748 | -34.0897 | -100.3149
1477 | [5 empty] | 17.7537 | 1211 | 20.16686 |  |  |  | -16.68068342437-2.69725540233538i | 16.8973 | 0.0082507 | -41.6702 | -107.8955
1899 | [5 empty] | 17.7684 | 1212 | 20.18352 |  |  |  | -22.9550735140036-29.1362471783403i | 37.0925 | 0.018112 | -34.8409 | -101.0661
2329 | [5 empty] | 17.7831 | 1213 | 20.20017 |  |  |  | 67.1081042108263-8.6497407856267i | 67.6633 | 0.033039 | -29.6195 | -95.8448
2746 | [5 empty] | 17.7977 | 1214 | 20.21682 |  |  |  | 24.4412981248621-0.289605654543251i | 24.443 | 0.011935 | -38.4635 | -104.6888
3132 | [5 empty] | 17.8124 | 1215 | 20.23348 |  |  |  | -1.59601060482799-2.41342778108293i | 2.8934 | 0.0014128 | -56.9984 | -123.2236
3465 | [5 empty] | 17.827 | 1216 | 20.25013 |  |  |  | -55.0555975057392-13.7951373980695i | 56.7576 | 0.027714 | -31.1461 | -97.3714
3729 | [5 empty] | 17.8417 | 1217 | 20.26678 |  |  |  | 16.7650539700707+22.3189306608998i | 27.9142 | 0.01363 | -37.3101 | -103.5353
3914 | [5 empty] | 17.8564 | 1218 | 20.28344 |  |  |  | 7.89958307632644+16.6012001361152i | 18.3849 | 0.008977 | -40.9374 | -107.1626
4008 | [5 empty] | 17.871 | 1219 | 20.30009 |  |  |  | -19.8132496545493-3.7260655341432i | 20.1606 | 0.009844 | -40.1365 | -106.3618
4006 | [5 empty] | 17.8857 | 1220 | 20.31674 |  |  |  | -7.02889962430862+33.601049400386i | 34.3284 | 0.016762 | -35.5135 | -101.7388
3912 | [5 empty] | 17.9003 | 1221 | 20.33339 |  |  |  | 26.2033482369684-32.2685788523021i | 41.5677 | 0.020297 | -33.8515 | -100.0767
3727 | [5 empty] | 17.915 | 1222 | 20.35005 |  |  |  | 5.80982086076328+14.7459307151984i | 15.8492 | 0.0077389 | -42.2265 | -108.4517
3462 | [5 empty] | 17.9297 | 1223 | 20.36670 |  |  |  | -17.7643542293127-35.3200676192467i | 39.5358 | 0.019305 | -34.2868 | -100.512
3128 | [5 empty] | 17.9443 | 1224 | 20.38335 |  |  |  | 4.47120742912943-37.3319266593519i | 37.5987 | 0.018359 | -34.7231 | -100.9484
2741 | [5 empty] | 17.959 | 1225 | 20.40001 |  |  |  | -16.370418345665-18.0741624254654i | 24.3858 | 0.011907 | -38.4839 | -104.7091
2323 | [5 empty] | 17.9737 | 1226 | 20.41666 |  |  |  | 7.98058871341176-10.6927738083672i | 13.3426 | 0.0065149 | -43.7218 | -109.947
1894 | [5 empty] | 17.9883 | 1227 | 20.43331 |  |  |  | -4.57386532828169-32.2675672396351i | 32.5901 | 0.015913 | -35.9649 | -102.1901
1472 | [5 empty] | 18.003 | 1228 | 20.44997 |  |  |  | -39.8680650760226+13.2340365257367i | 42.0072 | 0.020511 | -33.7601 | -99.9854
1082 | [5 empty] | 18.0176 | 1229 | 20.46662 |  |  |  | 15.0664600403432+1.48231003795599i | 15.1392 | 0.0073922 | -42.6245 | -108.8498
741 | [5 empty] | 18.0323 | 1230 | 20.48327 |  |  |  | -21.4734211079767-13.9697123189886i | 25.6176 | 0.012509 | -38.0558 | -104.2811
467 | [5 empty] | 18.047 | 1231 | 20.49993 |  |  |  | 25.613529560343+27.5058153441063i | 37.5849 | 0.018352 | -34.7263 | -100.9516
272 | [5 empty] | 18.0616 | 1232 | 20.51658 |  |  |  | 24.2542728739938+165.36069279839i | 167.13 | 0.081606 | -21.7655 | -87.9908
166 | [5 empty] | 18.0763 | 1233 | 20.53323 |  |  |  | 18.5508671115157-90.6277079761503i | 92.5068 | 0.045169 | -26.9031 | -93.1284
156 | [5 empty] | 18.0909 | 1234 | 20.54988 |  |  |  | 3.51579045077067+31.9575614730969i | 32.1504 | 0.015698 | -36.0829 | -102.3081
239 | [5 empty] | 18.1056 | 1235 | 20.56654 |  |  |  | -8.39267582350196+30.0999506864275i | 31.2481 | 0.015258 | -36.3301 | -102.5554
414 | [5 empty] | 18.1203 | 1236 | 20.58319 |  |  |  | 14.6587917185305-17.8218121335391i | 23.0759 | 0.011268 | -38.9634 | -105.1887
670 | [5 empty] | 18.1349 | 1237 | 20.59984 |  |  |  | -1.90908116326693-1.47007661900379i | 2.4095 | 0.0011765 | -58.588 | -124.8133
997 | [5 empty] | 18.1496 | 1238 | 20.61650 |  |  |  | -20.9039991436853-13.9004284771102i | 25.1038 | 0.012258 | -38.2318 | -104.4571
1377 | [5 empty] | 18.1642 | 1239 | 20.63315 |  |  |  | -8.30212135855576+39.8593272509751i | 40.7148 | 0.01988 | -34.0316 | -100.2568
1794 | [5 empty] | 18.1789 | 1240 | 20.64980 |  |  |  | 31.5089068503583+19.2928182237227i | 36.9462 | 0.01804 | -34.8752 | -101.1004
2222 | [5 empty] | 18.1936 | 1241 | 20.66646 |  |  |  | 28.2892599980683+1.27627014982604i | 28.318 | 0.013827 | -37.1853 | -103.4106
2645 | [5 empty] | 18.2082 | 1242 | 20.68311 |  |  |  | -7.10545248393883-28.0610385304829i | 28.9467 | 0.014134 | -36.9946 | -103.2199
3041 | [5 empty] | 18.2229 | 1243 | 20.69976 |  |  |  | -0.344926191109787-5.70353920741485i | 5.714 | 0.00279 | -51.0879 | -117.3131
3389 | [5 empty] | 18.2375 | 1244 | 20.71642 |  |  |  | -21.284455981115-6.5155006928523i | 22.2594 | 0.010869 | -39.2763 | -105.5016
3671 | [5 empty] | 18.2522 | 1245 | 20.73307 |  |  |  | -19.3129756811235-16.8363658223523i | 25.6214 | 0.01251 | -38.0546 | -104.2798
3877 | [5 empty] | 18.2669 | 1246 | 20.74972 |  |  |  | 6.30409517991125-7.24156695014748i | 9.6011 | 0.0046881 | -46.5801 | -112.8054
3993 | [5 empty] | 18.2815 | 1247 | 20.76637 |  |  |  | -10.5144457147137+19.6208655032894i | 22.2605 | 0.010869 | -39.2759 | -105.5011
4016 | [5 empty] | 18.2962 | 1248 | 20.78303 |  |  |  | 3.9042225394283E-002+0.342225633255419i | 0.34445 | 0.00016819 | -75.4842 | -141.7094
3944 | [5 empty] | 18.3108 | 1249 | 20.79968 |  |  |  | -7.43522154008345+17.7448534573435i | 19.2396 | 0.0093943 | -40.5427 | -106.7679
3781 | [5 empty] | 18.3255 | 1250 | 20.81633 |  |  |  | -4.57894265250829-0.238796036931635i | 4.5852 | 0.0022389 | -52.9995 | -119.2247
3535 | [5 empty] | 18.3402 | 1251 | 20.83299 |  |  |  | -20.8115771608601+22.3655354270013i | 30.5506 | 0.014917 | -36.5262 | -102.7515
3215 | [5 empty] | 18.3548 | 1252 | 20.84964 |  |  |  | -44.6847179984516+3.30822038693822i | 44.807 | 0.021878 | -33.1997 | -99.4249
2841 | [5 empty] | 18.3695 | 1253 | 20.86629 |  |  |  | 44.5679254463093+42.1281702698536i | 61.3277 | 0.029945 | -30.4735 | -96.6987
2428 | [5 empty] | 18.3841 | 1254 | 20.88295 |  |  |  | -30.8962054776129+19.5374997177254i | 36.5553 | 0.017849 | -34.9676 | -101.1928
2000 | [5 empty] | 18.3988 | 1255 | 20.89960 |  |  |  | -59.8724578383988+0.992001713494471i | 59.8807 | 0.029239 | -30.6809 | -96.9061
1576 | [5 empty] | 18.4135 | 1256 | 20.91625 |  |  |  | -23.2997334028029+52.7601041237015i | 57.6759 | 0.028162 | -31.0067 | -97.232
1174 | [5 empty] | 18.4281 | 1257 | 20.93291 |  |  |  | 19.1544584865205+15.395087051695i | 24.5744 | 0.011999 | -38.4169 | -104.6422
822 | [5 empty] | 18.4428 | 1258 | 20.94956 |  |  |  | -16.6647069113811+6.73078052845948i | 17.9726 | 0.0087757 | -41.1344 | -107.3596
529 | [5 empty] | 18.4574 | 1259 | 20.96621 |  |  |  | -1.66236570631849+0.283872740567478i | 1.6864 | 0.00082345 | -61.6872 | -127.9125
313 | [5 empty] | 18.4721 | 1260 | 20.98286 |  |  |  | 44.2859486085261-22.1007405997627i | 49.4943 | 0.024167 | -32.3355 | -98.5607
183 | [5 empty] | 18.4868 | 1261 | 20.99952 |  |  |  | 53.0547025020259+4.46657121272707i | 53.2424 | 0.025997 | -31.7014 | -97.9267
149 | [5 empty] | 18.5014 | 1262 | 21.01617 |  |  |  | -31.872753357295-21.3576505289739i | 38.3669 | 0.018734 | -34.5475 | -100.7727
210 | [5 empty] | 18.5161 | 1263 | 21.03282 |  |  |  | 6.88660335995485-34.4626971446101i | 35.144 | 0.01716 | -35.3096 | -101.5348
362 | [5 empty] | 18.5307 | 1264 | 21.04948 |  |  |  | 21.2574774774474+58.085652287053i | 61.8532 | 0.030202 | -30.3993 | -96.6246
600 | [5 empty] | 18.5454 | 1265 | 21.06613 |  |  |  | 38.4326045490558+28.4936851245453i | 47.843 | 0.023361 | -32.6302 | -98.8555
911 | [5 empty] | 18.5601 | 1266 | 21.08278 |  |  |  | -2.33393339474236-8.0813302797458i | 8.4116 | 0.0041072 | -47.729 | -113.9543
1279 | [5 empty] | 18.5747 | 1267 | 21.09944 |  |  |  | 8.37101677521816+14.8127931054525i | 17.0145 | 0.0083079 | -41.6102 | -107.8355
1687 | [5 empty] | 18.5894 | 1268 | 21.11609 |  |  |  | 75.6489538897319-4.31175088762465i | 75.7717 | 0.036998 | -28.6365 | -94.8617
2117 | [5 empty] | 18.604 | 1269 | 21.13274 |  |  |  | 23.3037232004662-66.2931694196308i | 70.2698 | 0.034311 | -29.2912 | -95.5165
2544 | [5 empty] | 18.6187 | 1270 | 21.14940 |  |  |  | 3.66336807456978-43.9652003988125i | 44.1176 | 0.021542 | -33.3344 | -99.5596
2947 | [5 empty] | 18.6334 | 1271 | 21.16605 |  |  |  | -19.2641467177635+14.7405870903214i | 24.2568 | 0.011844 | -38.5299 | -104.7552
3308 | [5 empty] | 18.648 | 1272 | 21.18270 |  |  |  | 51.7556170063829-0.146561260444171i | 51.7558 | 0.025271 | -31.9474 | -98.1727
3609 | [5 empty] | 18.6627 | 1273 | 21.19935 |  |  |  | -41.683557831194-17.402503023448i | 45.1704 | 0.022056 | -33.1295 | -99.3548
3836 | [5 empty] | 18.6773 | 1274 | 21.21601 |  |  |  | 44.6212717477088-47.0134599137357i | 64.8176 | 0.031649 | -29.9927 | -96.218
3973 | [5 empty] | 18.692 | 1275 | 21.23266 |  |  |  | 20.3887740517649-17.6567801050032i | 26.9715 | 0.01317 | -37.6085 | -103.8337
4019 | [5 empty] | 18.7067 | 1276 | 21.24931 |  |  |  | 15.908357431033+3.59859377629183i | 16.3103 | 0.007964 | -41.9774 | -108.2026
3971 | [5 empty] | 18.7213 | 1277 | 21.26597 |  |  |  | 17.5312399365614+17.1019748732599i | 24.4913 | 0.011959 | -38.4464 | -104.6716
3830 | [5 empty] | 18.736 | 1278 | 21.28262 |  |  |  | 37.2212376069002-7.93252612305338i | 38.0571 | 0.018583 | -34.6179 | -100.8431
3603 | [5 empty] | 18.7507 | 1279 | 21.29927 |  |  |  | -80.7881037941931-18.4142392455847i | 82.8601 | 0.040459 | -27.8597 | -94.0849
3300 | [5 empty] | 18.7653 | 1280 | 21.31593 |  |  |  | -25.3295403531301+21.3064032824501i | 33.0991 | 0.016162 | -35.8303 | -102.0555
2938 | [5 empty] | 18.78 | 1281 | 21.33258 |  |  |  | -18.0129596517676+4.66276614571169i | 18.6067 | 0.0090853 | -40.8332 | -107.0585
2533 | [5 empty] | 18.7946 | 1282 | 21.34923 |  |  |  | 15.976116962044-23.2737390373995i | 28.2295 | 0.013784 | -37.2125 | -103.4378
2107 | [5 empty] | 18.8093 | 1283 | 21.36589 |  |  |  | -57.3518001248228-15.6902263948168i | 59.4593 | 0.029033 | -30.7422 | -96.9674
1679 | [5 empty] | 18.824 | 1284 | 21.38254 |  |  |  | 40.4294865328552+22.7077532200704i | 46.3701 | 0.022642 | -32.9018 | -99.1271
1271 | [5 empty] | 18.8386 | 1285 | 21.39919 |  |  |  | 9.86005896184296+50.800086426592i | 51.7481 | 0.025268 | -31.9487 | -98.174
904 | [5 empty] | 18.8533 | 1286 | 21.41584 |  |  |  | -21.8390290081553+5.79303395491299i | 22.5943 | 0.011032 | -39.1466 | -105.3719
594 | [5 empty] | 18.8679 | 1287 | 21.43250 |  |  |  | -2.6235583013053+2.29474615362549i | 3.4855 | 0.0017019 | -55.3812 | -121.6065
358 | [5 empty] | 18.8826 | 1288 | 21.44915 |  |  |  | 17.5934186364422-12.6574629714368i | 21.6735 | 0.010583 | -39.508 | -105.7333
207 | [5 empty] | 18.8973 | 1289 | 21.46580 |  |  |  | -2.55677305230475+27.3133869899442i | 27.4328 | 0.013395 | -37.4612 | -103.6864
149 | [5 empty] | 18.9119 | 1290 | 21.48246 |  |  |  | 40.5576575614219-12.9596622368993i | 42.5779 | 0.02079 | -33.6429 | -99.8682
186 | [5 empty] | 18.9266 | 1291 | 21.49911 |  |  |  | 23.9945856259339+28.1738898488248i | 37.0069 | 0.01807 | -34.861 | -101.0862
317 | [5 empty] | 18.9412 | 1292 | 21.51576 |  |  |  | -11.4456678661601-10.7621276922491i | 15.7107 | 0.0076712 | -42.3027 | -108.5279
533 | [5 empty] | 18.9559 | 1293 | 21.53242 |  |  |  | -19.2226730152829-19.2653322545019i | 27.2151 | 0.013289 | -37.5304 | -103.7556
828 | [5 empty] | 18.9706 | 1294 | 21.54907 |  |  |  | -20.192645753091+42.0694966001522i | 46.6646 | 0.022785 | -32.8468 | -99.0721
1183 | [5 empty] | 18.9852 | 1295 | 21.56572 |  |  |  | 19.8989988475797-6.37308052759268i | 20.8946 | 0.010202 | -39.8259 | -106.0511
1584 | [5 empty] | 18.9999 | 1296 | 21.58237 |  |  |  | 36.9485728361188-8.02736368211402i | 37.8105 | 0.018462 | -34.6743 | -100.8996
2009 | [5 empty] | 19.0145 | 1297 | 21.59903 |  |  |  | -2.99841102150294+41.8002422312417i | 41.9076 | 0.020463 | -33.7807 | -100.006
2438 | [5 empty] | 19.0292 | 1298 | 21.61568 |  |  |  | 47.6650744599915+6.81341456314623i | 48.1496 | 0.023511 | -32.5747 | -98.8
2849 | [5 empty] | 19.0439 | 1299 | 21.63233 |  |  |  | -3.77826621321893+19.6662775013639i | 20.0259 | 0.0097783 | -40.1947 | -106.42
3221 | [5 empty] | 19.0585 | 1300 | 21.64899 |  |  |  | -11.9815281989347+4.2162038125452i | 12.7017 | 0.006202 | -44.1494 | -110.3746
3541 | [5 empty] | 19.0732 | 1301 | 21.66564 |  |  |  | -36.8694581271093-8.63436169407965i | 37.867 | 0.01849 | -34.6614 | -100.8866
3787 | [5 empty] | 19.0878 | 1302 | 21.68229 |  |  |  | -50.1468942986359+55.3996782901876i | 74.7251 | 0.036487 | -28.7573 | -94.9825
3946 | [5 empty] | 19.1025 | 1303 | 21.69895 |  |  |  | 48.4533347649951-32.0272309231896i | 58.0816 | 0.02836 | -30.9458 | -97.1711
4016 | [5 empty] | 19.1172 | 1304 | 21.71560 |  |  |  | 1.17656736519422+23.8648825355185i | 23.8939 | 0.011667 | -38.6609 | -104.8861
3991 | [5 empty] | 19.1318 | 1305 | 21.73225 |  |  |  | 142.937714332763-15.1799423395908i | 143.7415 | 0.070186 | -23.075 | -89.3002
3874 | [5 empty] | 19.1465 | 1306 | 21.74891 |  |  |  | 34.5295883047687+108.56675682902i | 113.9256 | 0.055628 | -25.0942 | -91.3194
3667 | [5 empty] | 19.1611 | 1307 | 21.76556 |  |  |  | -14.8463760105824+7.07553895511219i | 16.4462 | 0.0080304 | -41.9053 | -108.1305
3383 | [5 empty] | 19.1758 | 1308 | 21.78221 |  |  |  | 18.9649267877381+46.5885760732402i | 50.3007 | 0.024561 | -32.1951 | -98.4204
3034 | [5 empty] | 19.1905 | 1309 | 21.79886 |  |  |  | 52.3538813543595-13.9727397910036i | 54.1864 | 0.026458 | -31.5488 | -97.774
2638 | [5 empty] | 19.2051 | 1310 | 21.81552 |  |  |  | -40.654293148849+13.7434905388529i | 42.9145 | 0.020954 | -33.5745 | -99.7998
2214 | [5 empty] | 19.2198 | 1311 | 21.83217 |  |  |  | -21.7474617566234-33.4416990576623i | 39.8911 | 0.019478 | -34.2091 | -100.4343
1785 | [5 empty] | 19.2344 | 1312 | 21.84882 |  |  |  | 25.186900296357+3.58629922339975i | 25.4409 | 0.012422 | -38.1159 | -104.3412
1369 | [5 empty] | 19.2491 | 1313 | 21.86548 |  |  |  | -28.4021310909219-22.6662007782967i | 36.3378 | 0.017743 | -35.0194 | -101.2447
991 | [5 empty] | 19.2638 | 1314 | 21.88213 |  |  |  | -29.4109357544355+13.14444679319i | 32.2146 | 0.01573 | -36.0655 | -102.2908
664 | [5 empty] | 19.2784 | 1315 | 21.89878 |  |  |  | -9.22317909084582-44.9304004392475i | 45.8673 | 0.022396 | -32.9965 | -99.2218
409 | [5 empty] | 19.2931 | 1316 | 21.91544 |  |  |  | -44.2905935677561-7.87075283937871i | 44.9845 | 0.021965 | -33.1653 | -99.3906
236 | [5 empty] | 19.3077 | 1317 | 21.93209 |  |  |  | 44.5467817434252-1.3209533722596i | 44.5664 | 0.021761 | -33.2465 | -99.4717
154 | [5 empty] | 19.3224 | 1318 | 21.94874 |  |  |  | -10.4979497304151+0.180349391005572i | 10.4995 | 0.0051267 | -45.8032 | -112.0285
167 | [5 empty] | 19.3371 | 1319 | 21.96540 |  |  |  | -6.47255871934511-38.4052073077689i | 38.9468 | 0.019017 | -34.4172 | -100.6424
275 | [5 empty] | 19.3517 | 1320 | 21.98205 |  |  |  | -14.4517058884683-13.4233170508958i | 19.724 | 0.0096309 | -40.3267 | -106.5519
472 | [5 empty] | 19.3664 | 1321 | 21.99870 |  |  |  | -22.22677905106+0.561623045808849i | 22.2339 | 0.010856 | -39.2863 | -105.5115
747 | [5 empty] | 19.381 | 1322 | 22.01535 |  |  |  | -16.1444763158996+36.2572396902606i | 39.6892 | 0.019379 | -34.2532 | -100.4784
1091 | [5 empty] | 19.3957 | 1323 | 22.03201 |  |  |  | -12.1982582364445+35.4736088360033i | 37.5123 | 0.018317 | -34.7431 | -100.9684
1480 | [5 empty] | 19.4104 | 1324 | 22.04866 |  |  |  | 12.3430318250527-35.207914422616i | 37.3088 | 0.018217 | -34.7904 | -101.0156
1902 | [5 empty] | 19.425 | 1325 | 22.06531 |  |  |  | 41.8668738082895+10.8943174786648i | 43.2611 | 0.021124 | -33.5047 | -99.7299
2332 | [5 empty] | 19.4397 | 1326 | 22.08197 |  |  |  | -12.4299355276856+34.8202509895026i | 36.9723 | 0.018053 | -34.8691 | -101.0943
2750 | [5 empty] | 19.4544 | 1327 | 22.09862 |  |  |  | -33.6242878535002+31.4161274179738i | 46.017 | 0.022469 | -32.9682 | -99.1935
3134 | [5 empty] | 19.469 | 1328 | 22.11527 |  |  |  | -29.6823876004006-15.5081768044483i | 33.4895 | 0.016352 | -35.7284 | -101.9537
3467 | [5 empty] | 19.4837 | 1329 | 22.13193 |  |  |  | 40.6760919954659-18.2222175787649i | 44.5712 | 0.021763 | -33.2455 | -99.4708
3731 | [5 empty] | 19.4983 | 1330 | 22.14858 |  |  |  | -65.8246943844578-13.4923689908562i | 67.1933 | 0.032809 | -29.6801 | -95.9053
3915 | [5 empty] | 19.513 | 1331 | 22.16523 |  |  |  | 4.05408370979086+31.8027183932756i | 32.0601 | 0.015654 | -36.1073 | -102.3326
4008 | [5 empty] | 19.5277 | 1332 | 22.18189 |  |  |  | 39.6724212631836+37.3391534133291i | 54.4804 | 0.026602 | -31.5018 | -97.727
4007 | [5 empty] | 19.5423 | 1333 | 22.19854 |  |  |  | -19.1713437121623-2.1059550163592i | 19.2867 | 0.0094173 | -40.5215 | -106.7467
3912 | [5 empty] | 19.557 | 1334 | 22.21519 |  |  |  | -11.6067885932883-20.4670315444134i | 23.5291 | 0.011489 | -38.7945 | -105.0198
3725 | [5 empty] | 19.5716 | 1335 | 22.23184 |  |  |  | -20.9914904464474-32.4961687441753i | 38.6865 | 0.01889 | -34.4754 | -100.7007
3459 | [5 empty] | 19.5863 | 1336 | 22.24850 |  |  |  | -13.817778539999+71.5954884946607i | 72.9167 | 0.035604 | -28.9701 | -95.1953
3124 | [5 empty] | 19.601 | 1337 | 22.26515 |  |  |  | -38.8471126389004+16.6293361942526i | 42.2568 | 0.020633 | -33.7087 | -99.9339
2738 | [5 empty] | 19.6156 | 1338 | 22.28180 |  |  |  | -46.2846777221022-28.7332754171287i | 54.4782 | 0.026601 | -31.5021 | -97.7274
2320 | [5 empty] | 19.6303 | 1339 | 22.29846 |  |  |  | -17.1529713252792-13.2318568082108i | 21.6635 | 0.010578 | -39.512 | -105.7373
1891 | [5 empty] | 19.6449 | 1340 | 22.31511 |  |  |  | -22.4540107422659-20.6691174408974i | 30.5188 | 0.014902 | -36.5353 | -102.7605
1469 | [5 empty] | 19.6596 | 1341 | 22.33176 |  |  |  | 140.187105518111-190.970636941254i | 236.9013 | 0.11567 | -18.7353 | -84.9605
1081 | [5 empty] | 19.6743 | 1342 | 22.34842 |  |  |  | -22.1570456938103+8.83384282166871i | 23.8531 | 0.011647 | -38.6757 | -104.9009
739 | [5 empty] | 19.6889 | 1343 | 22.36507 |  |  |  | 21.288962483993+43.7387014375026i | 48.6446 | 0.023752 | -32.4859 | -98.7112
465 | [5 empty] | 19.7036 | 1344 | 22.38172 |  |  |  | 30.2081092390588+10.5880685217805i | 32.01 | 0.01563 | -36.1209 | -102.3461
270 | [5 empty] | 19.7182 | 1345 | 22.39838 |  |  |  | -12.9521048504529+30.0566566358482i | 32.7286 | 0.015981 | -35.9281 | -102.1533
166 | [5 empty] | 19.7329 | 1346 | 22.41503 |  |  |  | -23.0542616937421+34.8855969096184i | 41.8151 | 0.020418 | -33.7999 | -100.0252
155 | [5 empty] | 19.7476 | 1347 | 22.43168 |  |  |  | 19.7493268163391-3.21350360032093i | 20.0091 | 0.00977 | -40.2021 | -106.4273
240 | [5 empty] | 19.7622 | 1348 | 22.44833 |  |  |  | 1.34244344255812-11.3739996095329i | 11.4529 | 0.0055923 | -45.0483 | -111.2735
416 | [5 empty] | 19.7769 | 1349 | 22.46499 |  |  |  | -50.048983797327-9.80629603749847i | 51.0006 | 0.024903 | -32.0751 | -98.3003
672 | [5 empty] | 19.7915 | 1350 | 22.48164 |  |  |  | 31.1811423505408-16.5472494613162i | 35.2998 | 0.017236 | -35.2712 | -101.4964
999 | [5 empty] | 19.8062 | 1351 | 22.49829 |  |  |  | 14.4077304711266+13.0936498576253i | 19.4686 | 0.0095062 | -40.4399 | -106.6652
1380 | [5 empty] | 19.8209 | 1352 | 22.51495 |  |  |  | 33.6556893388211+8.92608844608954i | 34.8193 | 0.017002 | -35.3902 | -101.6155
1796 | [5 empty] | 19.8355 | 1353 | 22.53160 |  |  |  | 17.1820765533986-12.0192370543125i | 20.9687 | 0.010239 | -39.7952 | -106.0204
2226 | [5 empty] | 19.8502 | 1354 | 22.54825 |  |  |  | -9.69544490446679+52.8596974637539i | 53.7415 | 0.026241 | -31.6204 | -97.8457
2648 | [5 empty] | 19.8648 | 1355 | 22.56491 |  |  |  | 58.1798355291014-24.152322521253i | 62.9939 | 0.030759 | -30.2406 | -96.4659
3044 | [5 empty] | 19.8795 | 1356 | 22.58156 |  |  |  | -6.13497854384383-3.35482097374164i | 6.9923 | 0.0034142 | -49.3342 | -115.5594
3390 | [5 empty] | 19.8942 | 1357 | 22.59821 |  |  |  | -38.1073506121867+9.57205665572723i | 39.2911 | 0.019185 | -34.3407 | -100.566
3673 | [5 empty] | 19.9088 | 1358 | 22.61487 |  |  |  | 47.6286303001592-30.4361902124494i | 56.523 | 0.027599 | -31.1821 | -97.4073
3878 | [5 empty] | 19.9235 | 1359 | 22.63152 |  |  |  | 35.1178311089309+13.2200104029516i | 37.5237 | 0.018322 | -34.7405 | -100.9657
3993 | [5 empty] | 19.9381 | 1360 | 22.64817 |  |  |  | 3.08612987796393+23.5978410405569i | 23.7988 | 0.011621 | -38.6955 | -104.9208
4015 | [5 empty] | 19.9528 | 1361 | 22.66482 |  |  |  | -6.89746367463771-46.6197301632543i | 47.1272 | 0.023011 | -32.7612 | -98.9864
3943 | [5 empty] | 19.9675 | 1362 | 22.68148 |  |  |  | -17.0783176755099-26.3896838430874i | 31.4338 | 0.015349 | -36.2787 | -102.5039
3781 | [5 empty] | 19.9821 | 1363 | 22.69813 |  |  |  | 42.6206707120276+25.799846603794i | 49.8212 | 0.024327 | -32.2783 | -98.5036
3533 | [5 empty] | 19.9968 | 1364 | 22.71478 |  |  |  | 21.1106209066976-9.28942377503278i | 23.0641 | 0.011262 | -38.9679 | -105.1931
3213 | [5 empty] | 20.0114 | 1365 | 22.73144 |  |  |  | -9.7075932963975+13.698960045081i | 16.7898 | 0.0081982 | -41.7257 | -107.9509
2840 | [5 empty] | 20.0261 | 1366 | 22.74809 |  |  |  | -16.077058869995-68.3022683851065i | 70.1689 | 0.034262 | -29.3037 | -95.529
2426 | [5 empty] | 20.0408 | 1367 | 22.76474 |  |  |  | 37.5701186490651-4.59382945712305i | 37.8499 | 0.018481 | -34.6653 | -100.8905
1998 | [5 empty] | 20.0554 | 1368 | 22.78140 |  |  |  | 13.3659517491129-51.0547427485986i | 52.7753 | 0.025769 | -31.778 | -98.0032
1574 | [5 empty] | 20.0701 | 1369 | 22.79805 |  |  |  | 5.23157152145475-21.7552408785154i | 22.3754 | 0.010926 | -39.2312 | -105.4564
1172 | [5 empty] | 20.0847 | 1370 | 22.81470 |  |  |  | -51.8313396707106+16.6222678090888i | 54.4315 | 0.026578 | -31.5096 | -97.7348
819 | [5 empty] | 20.0994 | 1371 | 22.83136 |  |  |  | 25.540347416531-18.3056188622382i | 31.423 | 0.015343 | -36.2816 | -102.5069
527 | [5 empty] | 20.1141 | 1372 | 22.84801 |  |  |  | -16.2049078990737-43.271805202732i | 46.2066 | 0.022562 | -32.9325 | -99.1578
313 | [5 empty] | 20.1287 | 1373 | 22.86466 |  |  |  | 4.89464680948452+18.8023932290827i | 19.429 | 0.0094868 | -40.4576 | -106.6828
182 | [5 empty] | 20.1434 | 1374 | 22.88131 |  |  |  | 2.89920308090847-15.2774555089162i | 15.5501 | 0.0075928 | -42.3919 | -108.6172
149 | [5 empty] | 20.158 | 1375 | 22.89797 |  |  |  | 47.2429544686435+46.5171312818111i | 66.3004 | 0.032373 | -29.7963 | -96.0215
211 | [5 empty] | 20.1727 | 1376 | 22.91462 |  |  |  | -28.9208048374226+50.128762404018i | 57.8732 | 0.028258 | -30.9771 | -97.2023
363 | [5 empty] | 20.1874 | 1377 | 22.93127 |  |  |  | 55.8107709345992-8.52894069143651i | 56.4587 | 0.027568 | -31.192 | -97.4172
602 | [5 empty] | 20.202 | 1378 | 22.94793 |  |  |  | -13.994829419134+87.2332491067652i | 88.3487 | 0.043139 | -27.3026 | -93.5278
912 | [5 empty] | 20.2167 | 1379 | 22.96458 |  |  |  | 21.8520278972891-65.46848789917i | 69.0191 | 0.033701 | -29.4472 | -95.6725
1281 | [5 empty] | 20.2314 | 1380 | 22.98123 |  |  |  | -72.6358729111846-73.290741936982i | 103.1867 | 0.050384 | -25.9541 | -92.1794
1691 | [5 empty] | 20.246 | 1381 | 22.99789 |  |  |  | -2.55851301035766+29.8400294337688i | 29.9495 | 0.014624 | -36.6988 | -102.9241
2120 | [5 empty] | 20.2607 | 1382 | 23.01454 |  |  |  | 16.6776752009762-11.2367763203434i | 20.1099 | 0.0098193 | -40.1584 | -106.3836
2546 | [5 empty] | 20.2753 | 1383 | 23.03119 |  |  |  | -2.8764632160457-18.6446031983767i | 18.8652 | 0.0092115 | -40.7134 | -106.9386
2950 | [5 empty] | 20.29 | 1384 | 23.04784 |  |  |  | -26.0526213012311-16.1684700294233i | 30.662 | 0.014972 | -36.4946 | -102.7198
3309 | [5 empty] | 20.3047 | 1385 | 23.06450 |  |  |  | 24.8537106887394-27.7605081997867i | 37.2606 | 0.018194 | -34.8016 | -101.0269
3610 | [5 empty] | 20.3193 | 1386 | 23.08115 |  |  |  | -25.6522446935243-9.06067748666323i | 27.2054 | 0.013284 | -37.5335 | -103.7587
3836 | [5 empty] | 20.334 | 1387 | 23.09780 |  |  |  | 12.6789157423554-10.4477159315133i | 16.4289 | 0.0080219 | -41.9144 | -108.1397
3973 | [5 empty] | 20.3486 | 1388 | 23.11446 |  |  |  | -2.92718124324093+26.9467962064032i | 27.1053 | 0.013235 | -37.5655 | -103.7908
4019 | [5 empty] | 20.3633 | 1389 | 23.13111 |  |  |  | -19.3768351507753-4.98991162486129i | 20.009 | 0.00977 | -40.2021 | -106.4273
3971 | [5 empty] | 20.378 | 1390 | 23.14776 |  |  |  | 14.3129020932551+6.65213018116939i | 15.7832 | 0.0077066 | -42.2627 | -108.4879
3829 | [5 empty] | 20.3926 | 1391 | 23.16442 |  |  |  | 63.6675025425641-37.8872913093401i | 74.0878 | 0.036176 | -28.8317 | -95.0569
3602 | [5 empty] | 20.4073 | 1392 | 23.18107 |  |  |  | -6.80189173466111-16.1647671410291i | 17.5375 | 0.0085633 | -41.3472 | -107.5725
3299 | [5 empty] | 20.4219 | 1393 | 23.19772 |  |  |  | 9.07497196583517-16.2449892654271i | 18.6079 | 0.0090859 | -40.8326 | -107.0579
2935 | [5 empty] | 20.4366 | 1394 | 23.21438 |  |  |  | -2.90234805301797-3.39081456965878i | 4.4633 | 0.0021794 | -53.2334 | -119.4587
2531 | [5 empty] | 20.4513 | 1395 | 23.23103 |  |  |  | 37.1397479274496-7.15087681896961i | 37.8219 | 0.018468 | -34.6717 | -100.897
2106 | [5 empty] | 20.4659 | 1396 | 23.24768 |  |  |  | 25.0514176485998-33.4146029575249i | 41.7625 | 0.020392 | -33.8109 | -100.0361
1676 | [5 empty] | 20.4806 | 1397 | 23.26433 |  |  |  | -20.6757269869845-22.2786434821358i | 30.3945 | 0.014841 | -36.5707 | -102.796
1269 | [5 empty] | 20.4952 | 1398 | 23.28099 |  |  |  | 8.59261232037006-13.0828777533906i | 15.6523 | 0.0076427 | -42.335 | -108.5603
902 | [5 empty] | 20.5099 | 1399 | 23.29764 |  |  |  | -13.2076432405958-3.86405161964055i | 13.7613 | 0.0067194 | -43.4534 | -109.6787
593 | [5 empty] | 20.5246 | 1400 | 23.31429 |  |  |  | -16.7319153910804+23.876132180403i | 29.1552 | 0.014236 | -36.9323 | -103.1575
357 | [5 empty] | 20.5392 | 1401 | 23.33095 |  |  |  | 23.6939447804318+5.39176842888428i | 24.2997 | 0.011865 | -38.5146 | -104.7398
207 | [5 empty] | 20.5539 | 1402 | 23.34760 |  |  |  | -14.8626359563854+2.26414109286759i | 15.0341 | 0.0073409 | -42.685 | -108.9103
149 | [5 empty] | 20.5685 | 1403 | 23.36425 |  |  |  | 23.0961395182476-28.6950861920294i | 36.8353 | 0.017986 | -34.9013 | -101.1266
186 | [5 empty] | 20.5832 | 1404 | 23.38091 |  |  |  | -32.3693462755653-22.3281504845975i | 39.3233 | 0.019201 | -34.3336 | -100.5589
318 | [5 empty] | 20.5979 | 1405 | 23.39756 |  |  |  | -0.947469983180869+27.8204724352207i | 27.8366 | 0.013592 | -37.3343 | -103.5595
536 | [5 empty] | 20.6125 | 1406 | 23.41421 |  |  |  | 29.0770311495979+23.2264183228133i | 37.2148 | 0.018171 | -34.8123 | -101.0375
830 | [5 empty] | 20.6272 | 1407 | 23.43087 |  |  |  | -18.6058510247947+13.3526855750195i | 22.9014 | 0.011182 | -39.0294 | -105.2546
1185 | [5 empty] | 20.6418 | 1408 | 23.44752 |  |  |  | 28.8233663418169-5.72025791979832i | 29.3855 | 0.014348 | -36.8639 | -103.0892
1587 | [5 empty] | 20.6565 | 1409 | 23.46417 |  |  |  | -8.67355103826095-0.670066431592938i | 8.6994 | 0.0042478 | -47.4368 | -113.6621
2012 | [5 empty] | 20.6712 | 1410 | 23.48082 |  |  |  | -37.3100645299942-60.2195525839109i | 70.8409 | 0.03459 | -29.2209 | -95.4462
2441 | [5 empty] | 20.6858 | 1411 | 23.49748 |  |  |  | -42.6327461658814+35.3944913882897i | 55.4105 | 0.027056 | -31.3548 | -97.58
2852 | [5 empty] | 20.7005 | 1412 | 23.51413 |  |  |  | 23.7000813968203+22.0372060332556i | 32.3625 | 0.015802 | -36.0258 | -102.251
3224 | [5 empty] | 20.7151 | 1413 | 23.53078 |  |  |  | 1.75844222810381+37.8427231773205i | 37.8836 | 0.018498 | -34.6576 | -100.8828
3543 | [5 empty] | 20.7298 | 1414 | 23.54744 |  |  |  | -132.207020056981-52.5727895148611i | 142.2765 | 0.069471 | -23.1639 | -89.3892
3787 | [5 empty] | 20.7445 | 1415 | 23.56409 |  |  |  | 48.7698825372939-37.1416886239265i | 61.3026 | 0.029933 | -30.477 | -96.7023
3947 | [5 empty] | 20.7591 | 1416 | 23.58074 |  |  |  | -8.73388110914765+0.287554856875584i | 8.7386 | 0.0042669 | -47.3977 | -113.623
4017 | [5 empty] | 20.7738 | 1417 | 23.59740 |  |  |  | 4.03819136922369-7.31917045002557i | 8.3593 | 0.0040817 | -47.7832 | -114.0085
3993 | [5 empty] | 20.7884 | 1418 | 23.61405 |  |  |  | -7.37475417287851-32.0064582277249i | 32.8451 | 0.016038 | -35.8972 | -102.1224
3873 | [5 empty] | 20.8031 | 1419 | 23.63070 |  |  |  | -26.9021728857342-23.9675917663737i | 36.0302 | 0.017593 | -35.0933 | -101.3185
3665 | [5 empty] | 20.8178 | 1420 | 23.64736 |  |  |  | -0.706496907164164+36.263452220162i | 36.2703 | 0.01771 | -35.0356 | -101.2608
3381 | [5 empty] | 20.8324 | 1421 | 23.66401 |  |  |  | -8.26413142571986+22.5724715320024i | 24.0377 | 0.011737 | -38.6087 | -104.834
3031 | [5 empty] | 20.8471 | 1422 | 23.68066 |  |  |  | 12.175827173875+14.0948107031695i | 18.6256 | 0.0090946 | -40.8244 | -107.0496
2635 | [5 empty] | 20.8617 | 1423 | 23.69731 |  |  |  | -0.446377550396878+37.7305563599344i | 37.7332 | 0.018424 | -34.6921 | -100.9174
2211 | [5 empty] | 20.8764 | 1424 | 23.71397 |  |  |  | -17.7719892191983-23.2359928626481i | 29.2533 | 0.014284 | -36.9031 | -103.1284
1782 | [5 empty] | 20.8911 | 1425 | 23.73062 |  |  |  | -2.75651809475931+47.1866208489855i | 47.2671 | 0.02308 | -32.7354 | -98.9607
1368 | [5 empty] | 20.9057 | 1426 | 23.74727 |  |  |  | -12.4023421240346+24.0323674419856i | 27.0439 | 0.013205 | -37.5852 | -103.8105
988 | [5 empty] | 20.9204 | 1427 | 23.76393 |  |  |  | -46.6019477889463-5.99895191105869i | 46.9865 | 0.022943 | -32.7871 | -99.0124
661 | [5 empty] | 20.9351 | 1428 | 23.78058 |  |  |  | -15.7283243484613-4.10163870168324i | 16.2543 | 0.0079367 | -42.0072 | -108.2325
408 | [5 empty] | 20.9497 | 1429 | 23.79723 |  |  |  | -30.6179608318467-14.249973170608i | 33.7716 | 0.01649 | -35.6556 | -101.8808
236 | [5 empty] | 20.9644 | 1430 | 23.81389 |  |  |  | 46.0241813369238+9.79673814419125i | 47.0553 | 0.022976 | -32.7744 | -98.9997
154 | [5 empty] | 20.979 | 1431 | 23.83054 |  |  |  | 13.2262308439592-26.5002545615913i | 29.6175 | 0.014462 | -36.7956 | -103.0209
167 | [5 empty] | 20.9937 | 1432 | 23.84719 |  |  |  | 16.4358390000186+11.000271541452i | 19.7773 | 0.0096569 | -40.3032 | -106.5285
276 | [5 empty] | 21.0084 | 1433 | 23.86385 |  |  |  | 33.1764334930406-13.1304413475793i | 35.6803 | 0.017422 | -35.178 | -101.4033
474 | [5 empty] | 21.023 | 1434 | 23.88050 |  |  |  | 17.7813193122105-7.38634404624479i | 19.2544 | 0.0094016 | -40.536 | -106.7612
749 | [5 empty] | 21.0377 | 1435 | 23.89715 |  |  |  | -10.8067727423667-28.8197661415215i | 30.7793 | 0.015029 | -36.4614 | -102.6867
1093 | [5 empty] | 21.0523 | 1436 | 23.91380 |  |  |  | 48.7337687071782-45.0597042001397i | 66.3729 | 0.032409 | -29.7868 | -96.012
1483 | [5 empty] | 21.067 | 1437 | 23.93046 |  |  |  | -49.5843534966741-22.2883892874251i | 54.3634 | 0.026545 | -31.5205 | -97.7457
1904 | [5 empty] | 21.0817 | 1438 | 23.94711 |  |  |  | 53.8915412989885+23.5891562232691i | 58.8281 | 0.028725 | -30.8349 | -97.0602
2336 | [5 empty] | 21.0963 | 1439 | 23.96376 |  |  |  | -15.9279451171028+50.6945660810798i | 53.1379 | 0.025946 | -31.7185 | -97.9438
2752 | [5 empty] | 21.111 | 1440 | 23.98042 |  |  |  | 27.4377582657463-16.2105777780336i | 31.8687 | 0.015561 | -36.1593 | -102.3846
3136 | [5 empty] | 21.1256 | 1441 | 23.99707 |  |  |  | 52.2378849495128-9.56999440644153i | 53.1073 | 0.025931 | -31.7235 | -97.9488
3470 | [5 empty] | 21.1403 | 1442 | 24.01372 |  |  |  | -23.6594721376089+9.15081029423845i | 25.3675 | 0.012386 | -38.1411 | -104.3663
3734 | [5 empty] | 21.155 | 1443 | 24.03038 |  |  |  | -9.99258347656639-4.48563022174113i | 10.9532 | 0.0053482 | -45.4358 | -111.661
3917 | [5 empty] | 21.1696 | 1444 | 24.04703 |  |  |  | -31.5961298229462-19.2634871085254i | 37.0054 | 0.018069 | -34.8613 | -101.0866
4008 | [5 empty] | 21.1843 | 1445 | 24.06368 |  |  |  | 52.8047968997079+16.5730871155511i | 55.3445 | 0.027024 | -31.3651 | -97.5904
4007 | [5 empty] | 21.1989 | 1446 | 24.08034 |  |  |  | -44.9348547078189-27.3063392074722i | 52.5811 | 0.025674 | -31.81 | -98.0352
3911 | [5 empty] | 21.2136 | 1447 | 24.09699 |  |  |  | 6.7336261348253-10.0171332713131i | 12.07 | 0.0058936 | -44.5925 | -110.8177
3724 | [5 empty] | 21.2283 | 1448 | 24.11364 |  |  |  | 22.3112034717814+2.91512390536644i | 22.5008 | 0.010987 | -39.1826 | -105.4079
3458 | [5 empty] | 21.2429 | 1449 | 24.13029 |  |  |  | 20.5112550606401-5.73084918081004i | 21.2968 | 0.010399 | -39.6603 | -105.8856
3123 | [5 empty] | 21.2576 | 1450 | 24.14695 |  |  |  | 80.202549550808-121.669437553229i | 145.7254 | 0.071155 | -22.9559 | -89.1811
2736 | [5 empty] | 21.2722 | 1451 | 24.16360 |  |  |  | -95.9960152044016+3.4946693398668i | 96.0596 | 0.046904 | -26.5758 | -92.801
2317 | [5 empty] | 21.2869 | 1452 | 24.18025 |  |  |  | -53.3903273041618-9.83187871324674i | 54.2881 | 0.026508 | -31.5325 | -97.7578
1888 | [5 empty] | 21.3016 | 1453 | 24.19691 |  |  |  | 29.8607738891874-37.7819284381315i | 48.1574 | 0.023514 | -32.5733 | -98.7986
1467 | [5 empty] | 21.3162 | 1454 | 24.21356 |  |  |  | 2.09393835500893-51.755633061257i | 51.798 | 0.025292 | -31.9403 | -98.1656
1079 | [5 empty] | 21.3309 | 1455 | 24.23021 |  |  |  | 45.7017632602562-22.4245889875264i | 50.9069 | 0.024857 | -32.0911 | -98.3163
737 | [5 empty] | 21.3455 | 1456 | 24.24687 |  |  |  | 10.7581231306881+44.6124361605653i | 45.8912 | 0.022408 | -32.992 | -99.2173
464 | [5 empty] | 21.3602 | 1457 | 24.26352 |  |  |  | -10.4845129748738-19.3727988674878i | 22.0279 | 0.010756 | -39.3671 | -105.5924
270 | [5 empty] | 21.3749 | 1458 | 24.28017 |  |  |  | 38.6002274546339-8.26939218882189i | 39.4761 | 0.019275 | -34.2999 | -100.5252
165 | [5 empty] | 21.3895 | 1459 | 24.29682 |  |  |  | -13.3512714813509+13.4956076885511i | 18.9839 | 0.0092695 | -40.6589 | -106.8841
156 | [5 empty] | 21.4042 | 1460 | 24.31348 |  |  |  | -40.3131911476524-25.7545021206544i | 47.8377 | 0.023358 | -32.6312 | -98.8564
241 | [5 empty] | 21.4188 | 1461 | 24.33013 |  |  |  | 28.1847941022279+34.5538991873168i | 44.591 | 0.021773 | -33.2417 | -99.4669
417 | [5 empty] | 21.4335 | 1462 | 24.34678 |  |  |  | 0.663302322838902+32.8869181023243i | 32.8936 | 0.016061 | -35.8844 | -102.1096
674 | [5 empty] | 21.4482 | 1463 | 24.36344 |  |  |  | 35.8998220663939+26.4687866482673i | 44.6026 | 0.021779 | -33.2394 | -99.4646
1004 | [5 empty] | 21.4628 | 1464 | 24.38009 |  |  |  | 34.3804914213252+26.8160264861233i | 43.6018 | 0.02129 | -33.4365 | -99.6618
1383 | [5 empty] | 21.4775 | 1465 | 24.39674 |  |  |  | -5.17125604457206-38.6645380366663i | 39.0088 | 0.019047 | -34.4033 | -100.6286
1799 | [5 empty] | 21.4921 | 1466 | 24.41340 |  |  |  | 42.014343087817-8.62684710985404i | 42.8909 | 0.020943 | -33.5793 | -99.8045
2228 | [5 empty] | 21.5068 | 1467 | 24.43005 |  |  |  | -26.570046827172-6.20914194848123i | 27.2859 | 0.013323 | -37.5078 | -103.7331
2651 | [5 empty] | 21.5215 | 1468 | 24.44670 |  |  |  | -8.45338720011701-5.73521404296584i | 10.2153 | 0.0049879 | -46.0416 | -112.2668
3047 | [5 empty] | 21.5361 | 1469 | 24.46336 |  |  |  | -1.14897068864711+14.2794616261944i | 14.3256 | 0.0069949 | -43.1043 | -109.3296
3393 | [5 empty] | 21.5508 | 1470 | 24.48001 |  |  |  | 4.85707183557425+28.7961809642646i | 29.2029 | 0.014259 | -36.9181 | -103.1433
3675 | [5 empty] | 21.5654 | 1471 | 24.49666 |  |  |  | 15.9666995245249+39.2822152609625i | 42.4032 | 0.020705 | -33.6786 | -99.9039
3878 | [5 empty] | 21.5801 | 1472 | 24.51331 |  |  |  | -31.0767289952343-22.2416531896819i | 38.2159 | 0.01866 | -34.5817 | -100.807
3995 | [5 empty] | 21.5948 | 1473 | 24.52997 |  |  |  | 0.762500561193023+26.1484154890075i | 26.1595 | 0.012773 | -37.874 | -104.0992
4016 | [5 empty] | 21.6094 | 1474 | 24.54662 |  |  |  | -13.2341843748369+11.0851473685657i | 17.2634 | 0.0084294 | -41.4841 | -107.7093
3943 | [5 empty] | 21.6241 | 1475 | 24.56327 |  |  |  | -45.5412443934639-34.7952748558506i | 57.3124 | 0.027985 | -31.0616 | -97.2869
3779 | [5 empty] | 21.6388 | 1476 | 24.57993 |  |  |  | -17.2674613918993-9.43582607821305i | 19.6774 | 0.0096081 | -40.3472 | -106.5725
3532 | [5 empty] | 21.6534 | 1477 | 24.59658 |  |  |  | -10.5587681667205-9.53879953763132i | 14.2294 | 0.006948 | -43.1629 | -109.3881
3210 | [5 empty] | 21.6681 | 1478 | 24.61323 |  |  |  | 11.0737293484455+10.7166644233821i | 15.4102 | 0.0075245 | -42.4704 | -108.6957
2837 | [5 empty] | 21.6827 | 1479 | 24.62989 |  |  |  | -11.4191187995359-22.8388660329633i | 25.5345 | 0.012468 | -38.0841 | -104.3093
2423 | [5 empty] | 21.6974 | 1480 | 24.64654 |  |  |  | 22.7569193037902-23.6342856233599i | 32.8094 | 0.01602 | -35.9066 | -102.1319
1996 | [5 empty] | 21.7121 | 1481 | 24.66319 |  |  |  | -28.2726372880275+15.0455740229705i | 32.0267 | 0.015638 | -36.1163 | -102.3416
1570 | [5 empty] | 21.7267 | 1482 | 24.67985 |  |  |  | -6.68767904182188+53.4967944742514i | 53.9132 | 0.026325 | -31.5927 | -97.8179
1171 | [5 empty] | 21.7414 | 1483 | 24.69650 |  |  |  | -6.81393804613752+31.0353935741796i | 31.7746 | 0.015515 | -36.185 | -102.4102
816 | [5 empty] | 21.756 | 1484 | 24.71315 |  |  |  | -21.051310843704+61.8186843496549i | 65.3047 | 0.031887 | -29.9277 | -96.153
525 | [5 empty] | 21.7707 | 1485 | 24.72980 |  |  |  | 49.1887970301856+25.2941890816847i | 55.3112 | 0.027007 | -31.3703 | -97.5956
310 | [5 empty] | 21.7854 | 1486 | 24.74646 |  |  |  | 246.687192646874+99.2600126034432i | 265.9081 | 0.12984 | -17.732 | -83.9572
183 | [5 empty] | 21.8 | 1487 | 24.76311 |  |  |  | -25.3097507377665+25.8861154337882i | 36.2032 | 0.017677 | -35.0517 | -101.2769
149 | [5 empty] | 21.8147 | 1488 | 24.77976 |  |  |  | 42.6157049444224-16.3578352651735i | 45.6473 | 0.022289 | -33.0383 | -99.2635
211 | [5 empty] | 21.8293 | 1489 | 24.79642 |  |  |  | 7.07893823788119-49.402480370795i | 49.9071 | 0.024369 | -32.2634 | -98.4886
365 | [5 empty] | 21.844 | 1490 | 24.81307 |  |  |  | 5.06756163502026-13.9440371586117i | 14.8363 | 0.0072443 | -42.8001 | -109.0253
604 | [5 empty] | 21.8587 | 1491 | 24.82972 |  |  |  | -1.3483086360049-16.5812531527727i | 16.636 | 0.008123 | -41.8056 | -108.0309
915 | [5 empty] | 21.8733 | 1492 | 24.84638 |  |  |  | 1.13759146304508+5.39988617610591i | 5.5184 | 0.0026945 | -51.3903 | -117.6156
1284 | [5 empty] | 21.888 | 1493 | 24.86303 |  |  |  | 13.5963558806649+25.8547881542462i | 29.2118 | 0.014264 | -36.9154 | -103.1407
1693 | [5 empty] | 21.9026 | 1494 | 24.87968 |  |  |  | -14.3975615111614-19.0041803671562i | 23.8422 | 0.011642 | -38.6797 | -104.9049
2122 | [5 empty] | 21.9173 | 1495 | 24.89634 |  |  |  | 15.3692094317982-13.1668695753437i | 20.2381 | 0.0098819 | -40.1032 | -106.3285
2549 | [5 empty] | 21.932 | 1496 | 24.91299 |  |  |  | 24.297697539424-5.31952769194884i | 24.8732 | 0.012145 | -38.312 | -104.5372
2952 | [5 empty] | 21.9466 | 1497 | 24.92964 |  |  |  | 59.309042198829-7.35369892370272i | 59.7632 | 0.029181 | -30.6979 | -96.9232
3312 | [5 empty] | 21.9613 | 1498 | 24.94629 |  |  |  | 28.9456120748227+0.123045159103237i | 28.9459 | 0.014134 | -36.9949 | -103.2201
3612 | [5 empty] | 21.9759 | 1499 | 24.96295 |  |  |  | -56.6679049230585-14.7176744261007i | 58.5479 | 0.028588 | -30.8764 | -97.1016
3838 | [5 empty] | 21.9906 | 1500 | 24.97960 |  |  |  | 18.3378700573779-68.5288133643732i | 70.9399 | 0.034639 | -29.2088 | -95.434
3974 | [5 empty] | 22.0053 | 1501 | 24.99625 |  |  |  | -34.2675049428524+48.3505915034979i | 59.2625 | 0.028937 | -30.771 | -96.9963
4019 | [5 empty] | 22.0199 | 1502 | 25.01291 |  |  |  | -38.0326746243581-13.3783077141464i | 40.317 | 0.019686 | -34.1168 | -100.3421
3971 | [5 empty] | 22.0346 | 1503 | 25.02956 |  |  |  | 47.0788189909331-24.575998906469i | 53.1074 | 0.025931 | -31.7235 | -97.9487
3827 | [5 empty] | 22.0492 | 1504 | 25.04621 |  |  |  | 19.5217075348154-30.4781958831271i | 36.1942 | 0.017673 | -35.0538 | -101.2791
3599 | [5 empty] | 22.0639 | 1505 | 25.06287 |  |  |  | -32.6440073098649+3.70407293974934i | 32.8535 | 0.016042 | -35.895 | -102.1202
3296 | [5 empty] | 22.0786 | 1506 | 25.07952 |  |  |  | -42.2417635323068+38.9697907630868i | 57.4718 | 0.028062 | -31.0375 | -97.2627
2932 | [5 empty] | 22.0932 | 1507 | 25.09617 |  |  |  | 31.6011843493144+7.74393652647348i | 32.5362 | 0.015887 | -35.9793 | -102.2045
2529 | [5 empty] | 22.1079 | 1508 | 25.11283 |  |  |  | 28.7436100993419+2.58518725534661i | 28.8596 | 0.014092 | -37.0208 | -103.246
2102 | [5 empty] | 22.1225 | 1509 | 25.12948 |  |  |  | -5.01092082391176-13.5258747941151i | 14.4242 | 0.0070431 | -43.0447 | -109.27
1672 | [5 empty] | 22.1372 | 1510 | 25.14613 |  |  |  | 9.89919112073778+34.9147844283585i | 36.291 | 0.01772 | -35.0306 | -101.2559
1266 | [5 empty] | 22.1519 | 1511 | 25.16278 |  |  |  | 10.4617648724039+11.7625597994272i | 15.7419 | 0.0076865 | -42.2855 | -108.5107
899 | [5 empty] | 22.1665 | 1512 | 25.17944 |  |  |  | 1.27830786639379+18.9728216942692i | 19.0158 | 0.0092851 | -40.6443 | -106.8695
590 | [5 empty] | 22.1812 | 1513 | 25.19609 |  |  |  | -1.30391322031403+5.53915992531215i | 5.6906 | 0.0027786 | -51.1235 | -117.3487
355 | [5 empty] | 22.1958 | 1514 | 25.21274 |  |  |  | -28.7992887730372-7.06021774303254i | 29.6521 | 0.014479 | -36.7855 | -103.0107
206 | [5 empty] | 22.2105 | 1515 | 25.22940 |  |  |  | 67.9585441022185-49.9284306565458i | 84.328 | 0.041176 | -27.7072 | -93.9324
148 | [5 empty] | 22.2252 | 1516 | 25.24605 |  |  |  | -21.6680441097044-3.93258635477565i | 22.022 | 0.010753 | -39.3695 | -105.5947
188 | [5 empty] | 22.2398 | 1517 | 25.26270 |  |  |  | 24.7389686252784+30.2510407683137i | 39.0787 | 0.019081 | -34.3878 | -100.6131
319 | [5 empty] | 22.2545 | 1518 | 25.27936 |  |  |  | -21.8434300035115+31.5629701811998i | 38.3843 | 0.018742 | -34.5435 | -100.7688
537 | [5 empty] | 22.2691 | 1519 | 25.29601 |  |  |  | 32.0000582331184-63.3088026624068i | 70.9366 | 0.034637 | -29.2092 | -95.4344
832 | [5 empty] | 22.2838 | 1520 | 25.31266 |  |  |  | 24.7028879461089+24.5572505990773i | 34.8323 | 0.017008 | -35.3869 | -101.6122
1188 | [5 empty] | 22.2985 | 1521 | 25.32932 |  |  |  | 19.1013049112425-15.3894662406245i | 24.5295 | 0.011977 | -38.4328 | -104.6581
1590 | [5 empty] | 22.3131 | 1522 | 25.34597 |  |  |  | -80.6485649705215+214.96823639671i | 229.5986 | 0.11211 | -19.0072 | -85.2325
2015 | [5 empty] | 22.3278 | 1523 | 25.36262 |  |  |  | 15.7402566740678+10.6832991808588i | 19.0234 | 0.0092888 | -40.6409 | -106.8661
2444 | [5 empty] | 22.3424 | 1524 | 25.37927 |  |  |  | 6.1940674626741-87.6213629123934i | 87.84 | 0.042891 | -27.3528 | -93.578
2854 | [5 empty] | 22.3571 | 1525 | 25.39593 |  |  |  | -20.4447145378949-30.9292987929959i | 37.0757 | 0.018103 | -34.8448 | -101.0701
3226 | [5 empty] | 22.3718 | 1526 | 25.41258 |  |  |  | -12.1286286363249-22.2833328767402i | 25.3703 | 0.012388 | -38.1401 | -104.3653
3545 | [5 empty] | 22.3864 | 1527 | 25.42923 |  |  |  | -31.0553266196295-39.5675708435445i | 50.2994 | 0.02456 | -32.1953 | -98.4206
3789 | [5 empty] | 22.4011 | 1528 | 25.44589 |  |  |  | 4.80860905969868-15.8083078398872i | 16.5235 | 0.0080681 | -41.8646 | -108.0898
3949 | [5 empty] | 22.4158 | 1529 | 25.46254 |  |  |  | -4.84577402439435-8.7547152901074i | 10.0063 | 0.0048859 | -46.2211 | -112.4464
4016 | [5 empty] | 22.4304 | 1530 | 25.47919 |  |  |  | -21.4005877676988+15.9275182764715i | 26.6772 | 0.013026 | -37.7038 | -103.9291
3991 | [5 empty] | 22.4451 | 1531 | 25.49585 |  |  |  | -38.7309748118892-25.2707724723377i | 46.2461 | 0.022581 | -32.9251 | -99.1503
3872 | [5 empty] | 22.4597 | 1532 | 25.51250 |  |  |  | 22.0353657266013-5.09657363712411i | 22.6171 | 0.011043 | -39.1379 | -105.3631
3663 | [5 empty] | 22.4744 | 1533 | 25.52915 |  |  |  | -33.1783586046983+8.35110858917744i | 34.2132 | 0.016706 | -35.5427 | -101.768
3376 | [5 empty] | 22.4891 | 1534 | 25.54580 |  |  |  | 37.1134213004522-42.5671069462804i | 56.4745 | 0.027575 | -31.1896 | -97.4148
3028 | [5 empty] | 22.5037 | 1535 | 25.56246 |  |  |  | -0.716064898089412-17.8833409877808i | 17.8977 | 0.0087391 | -41.1707 | -107.3959
2632 | [5 empty] | 22.5184 | 1536 | 25.57911 |  |  |  | 36.0624458405129-2.74873734152844i | 36.1671 | 0.01766 | -35.0603 | -101.2856
2207 | [5 empty] | 22.533 | 1537 | 25.59576 |  |  |  | -4.60697333295929-6.9317804209908i | 8.3231 | 0.004064 | -47.8209 | -114.0462
1779 | [5 empty] | 22.5477 | 1538 | 25.61242 |  |  |  | -15.4267265958406-1.83816120373764i | 15.5359 | 0.0075859 | -42.3999 | -108.6251
1365 | [5 empty] | 22.5624 | 1539 | 25.62907 |  |  |  | -3.43603315592477+2.13404292308829i | 4.0448 | 0.001975 | -54.0886 | -120.3139
985 | [5 empty] | 22.577 | 1540 | 25.64572 |  |  |  | 4.59292597338689+8.69782659808166i | 9.836 | 0.0048027 | -46.3702 | -112.5955
660 | [5 empty] | 22.5917 | 1541 | 25.66238 |  |  |  | -2.52586451551397+4.11109253813239i | 4.825 | 0.002356 | -52.5566 | -118.7818
406 | [5 empty] | 22.6063 | 1542 | 25.67903 |  |  |  | 2.46556029135876+2.73883828573443i | 3.6851 | 0.0017994 | -54.8975 | -121.1228
235 | [5 empty] | 22.621 | 1543 | 25.69568 |  |  |  | -22.3341316493464+11.4602613780749i | 25.1028 | 0.012257 | -38.2322 | -104.4574
153 | [5 empty] | 22.6357 | 1544 | 25.71234 |  |  |  | -1.33479778245488-1.17561997402793i | 1.7787 | 0.00086851 | -61.2246 | -127.4498
168 | [5 empty] | 22.6503 | 1545 | 25.72899 |  |  |  | 54.3644959969331+26.8283644995489i | 60.6239 | 0.029602 | -30.5737 | -96.799
277 | [5 empty] | 22.665 | 1546 | 25.74564 |  |  |  | 24.6542695667328-13.4226689398728i | 28.0714 | 0.013707 | -37.2613 | -103.4866
476 | [5 empty] | 22.6796 | 1547 | 25.76229 |  |  |  | 0.640145260568612+5.58298778991583i | 5.6196 | 0.0027439 | -51.2325 | -117.4578
752 | [5 empty] | 22.6943 | 1548 | 25.77895 |  |  |  | 14.8381991912081+16.5322718559041i | 22.2146 | 0.010847 | -39.2938 | -105.5191
1096 | [5 empty] | 22.709 | 1549 | 25.79560 |  |  |  | -10.6851001335404-33.5666080515193i | 35.2262 | 0.0172 | -35.2893 | -101.5145
1487 | [5 empty] | 22.7236 | 1550 | 25.81225 |  |  |  | -33.2243494317985+21.4143542792063i | 39.5276 | 0.019301 | -34.2886 | -100.5138
1908 | [5 empty] | 22.7383 | 1551 | 25.82891 |  |  |  | -7.75207770218658-31.5641693372326i | 32.5022 | 0.01587 | -35.9884 | -102.2136
2337 | [5 empty] | 22.7529 | 1552 | 25.84556 |  |  |  | -10.1584742154693-41.5360338345223i | 42.7602 | 0.020879 | -33.6058 | -99.831
2755 | [5 empty] | 22.7676 | 1553 | 25.86221 |  |  |  | 10.2402346929205-56.0133168352018i | 56.9417 | 0.027804 | -31.118 | -97.3432
3139 | [5 empty] | 22.7823 | 1554 | 25.87887 |  |  |  | 24.9878464899751-26.5964414252504i | 36.4933 | 0.017819 | -34.9823 | -101.2076
3471 | [5 empty] | 22.7969 | 1555 | 25.89552 |  |  |  | -19.9944966997978+7.06448122946428i | 21.2058 | 0.010354 | -39.6975 | -105.9227
3734 | [5 empty] | 22.8116 | 1556 | 25.91217 |  |  |  | 6.87952020269355+23.6228287237661i | 24.6042 | 0.012014 | -38.4064 | -104.6317
3917 | [5 empty] | 22.8262 | 1557 | 25.92883 |  |  |  | 11.6537016426703-61.2794971782524i | 62.3778 | 0.030458 | -30.326 | -96.5513
4009 | [5 empty] | 22.8409 | 1558 | 25.94548 |  |  |  | 11.4517422523351+0.15659228334227i | 11.4528 | 0.0055922 | -45.0484 | -111.2736
4008 | [5 empty] | 22.8556 | 1559 | 25.96213 |  |  |  | 36.6172218113712-35.479132762479i | 50.9862 | 0.024896 | -32.0776 | -98.3028
3910 | [5 empty] | 22.8702 | 1560 | 25.97878 |  |  |  | 48.41354718244+47.9773118759588i | 68.1593 | 0.033281 | -29.5561 | -95.7813
3722 | [5 empty] | 22.8849 | 1561 | 25.99544 |  |  |  | 8.66981069572175+50.040926199701i | 50.7864 | 0.024798 | -32.1116 | -98.3369
3456 | [5 empty] | 22.8995 | 1562 | 26.01209 |  |  |  | -9.89229893663465-3.64694488107323i | 10.5431 | 0.005148 | -45.7672 | -111.9924
3121 | [5 empty] | 22.9142 | 1563 | 26.02874 |  |  |  | 4.15726002168998-21.682961853796i | 22.0779 | 0.01078 | -39.3474 | -105.5727
2733 | [5 empty] | 22.9289 | 1564 | 26.04540 |  |  |  | -28.7560218607912+45.8183844555227i | 54.0947 | 0.026413 | -31.5635 | -97.7888
2314 | [5 empty] | 22.9435 | 1565 | 26.06205 |  |  |  | -2.75777316313127-18.706875175385i | 18.9091 | 0.0092329 | -40.6932 | -106.9185
1885 | [5 empty] | 22.9582 | 1566 | 26.07870 |  |  |  | 39.5883483069715-7.01174436933656i | 40.2045 | 0.019631 | -34.1411 | -100.3664
1464 | [5 empty] | 22.9728 | 1567 | 26.09536 |  |  |  | -25.4035017181505-52.5441440964292i | 58.3629 | 0.028497 | -30.9039 | -97.1291
1075 | [5 empty] | 22.9875 | 1568 | 26.11201 |  |  |  | 55.1215742540935+35.0820082263481i | 65.3386 | 0.031904 | -29.9232 | -96.1484
735 | [5 empty] | 23.0022 | 1569 | 26.12866 |  |  |  | 22.3205806774665-0.777477861110249i | 22.3341 | 0.010905 | -39.2472 | -105.4725
463 | [5 empty] | 23.0168 | 1570 | 26.14532 |  |  |  | 5.07491603016122-9.72875722883688i | 10.9729 | 0.0053578 | -45.4202 | -111.6455
270 | [5 empty] | 23.0315 | 1571 | 26.16197 |  |  |  | -13.1872800821851-15.9792971464054i | 20.7182 | 0.010116 | -39.8996 | -106.1248
166 | [5 empty] | 23.0461 | 1572 | 26.17862 |  |  |  | 35.2080309533304+17.8816418276338i | 39.4887 | 0.019282 | -34.2971 | -100.5224
155 | [5 empty] | 23.0608 | 1573 | 26.19527 |  |  |  | 38.3440439062224-5.49065116721137i | 38.7352 | 0.018914 | -34.4645 | -100.6897
242 | [5 empty] | 23.0755 | 1574 | 26.21193 |  |  |  | 6.05674998690854-32.645217471362i | 33.2023 | 0.016212 | -35.8032 | -102.0285
418 | [5 empty] | 23.0901 | 1575 | 26.22858 |  |  |  | 9.58702710371323-13.0654533359234i | 16.2055 | 0.0079128 | -42.0334 | -108.2586
676 | [5 empty] | 23.1048 | 1576 | 26.24523 |  |  |  | -16.4861161625466+8.01698437783168i | 18.3321 | 0.0089512 | -40.9624 | -107.1876
1005 | [5 empty] | 23.1195 | 1577 | 26.26189 |  |  |  | -2.31113981380649+25.9063417602011i | 26.0092 | 0.0127 | -37.9241 | -104.1493
1386 | [5 empty] | 23.1341 | 1578 | 26.27854 |  |  |  | 0.861022593082049-17.2317205324981i | 17.2532 | 0.0084244 | -41.4892 | -107.7144
1803 | [5 empty] | 23.1488 | 1579 | 26.29519 |  |  |  | 35.513255926096+34.0334117134278i | 49.1881 | 0.024018 | -32.3894 | -98.6147
2231 | [5 empty] | 23.1634 | 1580 | 26.31185 |  |  |  | -9.17448366603787-27.0786913609877i | 28.5907 | 0.01396 | -37.1021 | -103.3274
2654 | [5 empty] | 23.1781 | 1581 | 26.32850 |  |  |  | -34.5159625781329+8.329985421185i | 35.5069 | 0.017337 | -35.2203 | -101.4456
3048 | [5 empty] | 23.1928 | 1582 | 26.34515 |  |  |  | 38.2968246079171-22.7146976569355i | 44.5264 | 0.021741 | -33.2542 | -99.4795
3394 | [5 empty] | 23.2074 | 1583 | 26.36181 |  |  |  | 44.6589490540106-34.0654365121177i | 56.1683 | 0.027426 | -31.2368 | -97.462
3677 | [5 empty] | 23.2221 | 1584 | 26.37846 |  |  |  | 25.1936103395951-30.0803141484817i | 39.237 | 0.019159 | -34.3527 | -100.5779
3880 | [5 empty] | 23.2367 | 1585 | 26.39511 |  |  |  | -62.9154167462016-15.8551150358752i | 64.8825 | 0.031681 | -29.9841 | -96.2093
3995 | [5 empty] | 23.2514 | 1586 | 26.41176 |  |  |  | 34.6829552735627-33.6759657716519i | 48.3423 | 0.023605 | -32.5401 | -98.7653
4016 | [5 empty] | 23.2661 | 1587 | 26.42842 |  |  |  | 9.04346890642616-4.00038812153428i | 9.8888 | 0.0048285 | -46.3238 | -112.549
3941 | [5 empty] | 23.2807 | 1588 | 26.44507 |  |  |  | -32.1440409083857+31.5804597151999i | 45.0618 | 0.022003 | -33.1504 | -99.3757
3777 | [5 empty] | 23.2954 | 1589 | 26.46172 |  |  |  | 48.505444920534+2.3539464794673i | 48.5625 | 0.023712 | -32.5006 | -98.7258
3529 | [5 empty] | 23.31 | 1590 | 26.47838 |  |  |  | -41.7689408629405+72.6480010184145i | 83.7996 | 0.040918 | -27.7618 | -93.987
3208 | [5 empty] | 23.3247 | 1591 | 26.49503 |  |  |  | 26.7256953265633-39.9162429471092i | 48.0372 | 0.023456 | -32.5951 | -98.8203
2833 | [5 empty] | 23.3394 | 1592 | 26.51168 |  |  |  | -50.1549889309117-21.3966457873686i | 54.5283 | 0.026625 | -31.4942 | -97.7194
2420 | [5 empty] | 23.354 | 1593 | 26.52834 |  |  |  | 11.3182522181044-24.0520871854037i | 26.5821 | 0.01298 | -37.7348 | -103.9601
1991 | [5 empty] | 23.3687 | 1594 | 26.54499 |  |  |  | -11.2734235884303-21.880801123997i | 24.6142 | 0.012019 | -38.4029 | -104.6281
1567 | [5 empty] | 23.3833 | 1595 | 26.56164 |  |  |  | 68.9440872361962+127.577116257875i | 145.0145 | 0.070808 | -22.9984 | -89.2236
1167 | [5 empty] | 23.398 | 1596 | 26.57830 |  |  |  | -19.528822539774-12.2414859794132i | 23.0484 | 0.011254 | -38.9738 | -105.199
815 | [5 empty] | 23.4127 | 1597 | 26.59495 |  |  |  | 10.7970061899996+30.1596340145382i | 32.034 | 0.015642 | -36.1144 | -102.3396
523 | [5 empty] | 23.4273 | 1598 | 26.61160 |  |  |  | 22.0633923968036+23.4560728404997i | 32.2022 | 0.015724 | -36.0689 | -102.2941
308 | [5 empty] | 23.442 | 1599 | 26.62825 |  |  |  | -9.9413356644858-1.0056659659716i | 9.9921 | 0.0048789 | -46.2335 | -112.4587
182 | [5 empty] | 23.4566 | 1600 | 26.64491 |  |  |  | 2.98966372723319+26.6123420285847i | 26.7797 | 0.013076 | -37.6705 | -103.8957
150 | [5 empty] | 23.4713 | 1601 | 26.66156 |  |  |  | -26.3887629630008+4.99916529894525i | 26.8581 | 0.013114 | -37.6451 | -103.8703
212 | [5 empty] | 23.486 | 1602 | 26.67821 |  |  |  | -8.43769378853737+30.6658890745662i | 31.8055 | 0.01553 | -36.1765 | -102.4018
365 | [5 empty] | 23.5006 | 1603 | 26.69487 |  |  |  | 37.7773012402935-15.6366533637272i | 40.8856 | 0.019964 | -33.9952 | -100.2204
605 | [5 empty] | 23.5153 | 1604 | 26.71152 |  |  |  | -27.3612077041879+32.2658281877163i | 42.3051 | 0.020657 | -33.6987 | -99.924
917 | [5 empty] | 23.5299 | 1605 | 26.72817 |  |  |  | -1.70447750497572+14.6888101427201i | 14.7874 | 0.0072204 | -42.8288 | -109.054
1287 | [5 empty] | 23.5446 | 1606 | 26.74483 |  |  |  | -4.91588355522829-40.0830140905718i | 40.3833 | 0.019718 | -34.1026 | -100.3278
1697 | [5 empty] | 23.5593 | 1607 | 26.76148 |  |  |  | 30.1587663650978-37.3179908702984i | 47.9811 | 0.023428 | -32.6052 | -98.8304
2126 | [5 empty] | 23.5739 | 1608 | 26.77813 |  |  |  | -4.11029669524519-53.7218260290913i | 53.8788 | 0.026308 | -31.5982 | -97.8235
2553 | [5 empty] | 23.5886 | 1609 | 26.79478 |  |  |  | -55.7881423123699-9.57560841000548i | 56.604 | 0.027639 | -31.1697 | -97.3949
2954 | [5 empty] | 23.6032 | 1610 | 26.81144 |  |  |  | -8.76346429192511+20.7565409946544i | 22.5307 | 0.011001 | -39.1711 | -105.3964
3315 | [5 empty] | 23.6179 | 1611 | 26.82809 |  |  |  | 5.54329273400645+26.9271740957461i | 27.4918 | 0.013424 | -37.4425 | -103.6678
3614 | [5 empty] | 23.6326 | 1612 | 26.84474 |  |  |  | -38.3386586826904-62.553101133826i | 73.3672 | 0.035824 | -28.9166 | -95.1418
3839 | [5 empty] | 23.6472 | 1613 | 26.86140 |  |  |  | -22.6895694062425-19.7288590097034i | 30.0673 | 0.014681 | -36.6647 | -102.89
3974 | [5 empty] | 23.6619 | 1614 | 26.87805 |  |  |  | -15.829169595512-2.78321862211497i | 16.072 | 0.0078477 | -42.1052 | -108.3305
4019 | [5 empty] | 23.6765 | 1615 | 26.89470 |  |  |  | -49.0976797760836-0.303277445486714i | 49.0986 | 0.023974 | -32.4052 | -98.6305
3969 | [5 empty] | 23.6912 | 1616 | 26.91136 |  |  |  | 2.87043477205225+5.75672613806649i | 6.4327 | 0.003141 | -50.0588 | -116.284
3827 | [5 empty] | 23.7059 | 1617 | 26.92801 |  |  |  | -12.08878905681-6.43192803801752i | 13.6934 | 0.0066862 | -43.4964 | -109.7216
3597 | [5 empty] | 23.7205 | 1618 | 26.94466 |  |  |  | -20.7225118335701+19.9814431735943i | 28.7868 | 0.014056 | -37.0427 | -103.268
3293 | [5 empty] | 23.7352 | 1619 | 26.96132 |  |  |  | 7.64886304524566+0.799777643779105i | 7.6906 | 0.0037552 | -48.5074 | -114.7327
2930 | [5 empty] | 23.7498 | 1620 | 26.97797 |  |  |  | -5.62267507899139-6.7436703893783i | 8.7802 | 0.0042872 | -47.3565 | -113.5818
2525 | [5 empty] | 23.7645 | 1621 | 26.99462 |  |  |  | 15.8947257616803-4.71268389324549i | 16.5787 | 0.008095 | -41.8356 | -108.0609
2098 | [5 empty] | 23.7792 | 1622 | 27.01127 |  |  |  | -51.1821261393892+21.6234690645971i | 55.5624 | 0.02713 | -31.331 | -97.5562
1670 | [5 empty] | 23.7938 | 1623 | 27.02793 |  |  |  | 7.05587386924106+11.7291527429918i | 13.6879 | 0.0066835 | -43.4999 | -109.7251
1263 | [5 empty] | 23.8085 | 1624 | 27.04458 |  |  |  | -44.4121264373918+28.9479248870405i | 53.0134 | 0.025885 | -31.7389 | -97.9641
897 | [5 empty] | 23.8231 | 1625 | 27.06123 |  |  |  | -44.2840023596786+11.1321267926332i | 45.6618 | 0.022296 | -33.0355 | -99.2608
589 | [5 empty] | 23.8378 | 1626 | 27.07789 |  |  |  | 14.7544149913746+59.9443948730835i | 61.7335 | 0.030143 | -30.4162 | -96.6414
354 | [5 empty] | 23.8525 | 1627 | 27.09454 |  |  |  | 27.0794479133669-5.95445678018272i | 27.7264 | 0.013538 | -37.3687 | -103.594
205 | [5 empty] | 23.8671 | 1628 | 27.11119 |  |  |  | 10.7120321775094+22.8334767122024i | 25.2213 | 0.012315 | -38.1912 | -104.4165
149 | [5 empty] | 23.8818 | 1629 | 27.12785 |  |  |  | -16.4572649299911-20.1616279762061i | 26.0256 | 0.012708 | -37.9186 | -104.1438
188 | [5 empty] | 23.8965 | 1630 | 27.14450 |  |  |  | -26.3893047248336+64.4370235904349i | 69.6314 | 0.034 | -29.3705 | -95.5958
319 | [5 empty] | 23.9111 | 1631 | 27.16115 |  |  |  | 206.862722702021-110.204235887942i | 234.3868 | 0.11445 | -18.8279 | -85.0532
540 | [5 empty] | 23.9258 | 1632 | 27.17781 |  |  |  | 7.86946410216391-45.2235507946725i | 45.9031 | 0.022414 | -32.9898 | -99.215
834 | [5 empty] | 23.9404 | 1633 | 27.19446 |  |  |  | 18.7015590054284-9.72128483068814i | 21.0773 | 0.010292 | -39.7503 | -105.9756
1190 | [5 empty] | 23.9551 | 1634 | 27.21111 |  |  |  | -18.8452060520843-6.47916438200919i | 19.9279 | 0.0097304 | -40.2374 | -106.4626
1593 | [5 empty] | 23.9698 | 1635 | 27.22776 |  |  |  | -12.6536265200408-17.2708409182339i | 21.4102 | 0.010454 | -39.6142 | -105.8394
2018 | [5 empty] | 23.9844 | 1636 | 27.24442 |  |  |  | -36.9875774787001+8.5904193157231i | 37.972 | 0.018541 | -34.6373 | -100.8626
2447 | [5 empty] | 23.9991 | 1637 | 27.26107 |  |  |  | -13.2423197743529+24.4662244605814i | 27.82 | 0.013584 | -37.3394 | -103.5647
2858 | [5 empty] | 24.0137 | 1638 | 27.27772 |  |  |  | -10.4473464080861-23.37888128731i | 25.607 | 0.012503 | -38.0594 | -104.2847
3229 | [5 empty] | 24.0284 | 1639 | 27.29438 |  |  |  | 32.0947517198594+26.4587429805102i | 41.5949 | 0.02031 | -33.8458 | -100.071
3547 | [5 empty] | 24.0431 | 1640 | 27.31103 |  |  |  | 16.720362117058+13.0991523220049i | 21.2405 | 0.010371 | -39.6833 | -105.9086
3790 | [5 empty] | 24.0577 | 1641 | 27.32768 |  |  |  | -21.4294929124195-23.2753454528073i | 31.638 | 0.015448 | -36.2224 | -102.4477
3948 | [5 empty] | 24.0724 | 1642 | 27.34434 |  |  |  | -8.33068496825797+50.1620235138905i | 50.8491 | 0.024829 | -32.1009 | -98.3262
4016 | [5 empty] | 24.087 | 1643 | 27.36099 |  |  |  | 38.8582861007948+7.49817552520824i | 39.5751 | 0.019324 | -34.2782 | -100.5034
3990 | [5 empty] | 24.1017 | 1644 | 27.37764 |  |  |  | -14.3616865499468+8.98396880367637i | 16.9402 | 0.0082716 | -41.6482 | -107.8735
3870 | [5 empty] | 24.1164 | 1645 | 27.39430 |  |  |  | 24.4661565385253-31.4987310496474i | 39.8844 | 0.019475 | -34.2105 | -100.4358
3662 | [5 empty] | 24.131 | 1646 | 27.41095 |  |  |  | 30.528078087383-8.67535547571384i | 31.7368 | 0.015496 | -36.1953 | -102.4206
3375 | [5 empty] | 24.1457 | 1647 | 27.42760 |  |  |  | 29.7041652996518-2.95659629689131i | 29.8509 | 0.014576 | -36.7274 | -102.9527
3026 | [5 empty] | 24.1603 | 1648 | 27.44425 |  |  |  | -49.3147816100243+38.5376460472329i | 62.5867 | 0.03056 | -30.297 | -96.5222
2629 | [5 empty] | 24.175 | 1649 | 27.46091 |  |  |  | 9.10059362122942-3.9870313991802i | 9.9357 | 0.0048514 | -46.2827 | -112.5079
2205 | [5 empty] | 24.1897 | 1650 | 27.47756 |  |  |  | 37.5401653244437+19.7505929072849i | 42.4187 | 0.020712 | -33.6754 | -99.9007
1776 | [5 empty] | 24.2043 | 1651 | 27.49421 |  |  |  | 4.34030861807604-16.1314249202645i | 16.7051 | 0.0081568 | -41.7696 | -107.9949
1362 | [5 empty] | 24.219 | 1652 | 27.51087 |  |  |  | -36.2935804530919-22.243636208356i | 42.5676 | 0.020785 | -33.645 | -99.8703
983 | [5 empty] | 24.2336 | 1653 | 27.52752 |  |  |  | 2.15746105224968-35.8402156725205i | 35.9051 | 0.017532 | -35.1235 | -101.3487
659 | [5 empty] | 24.2483 | 1654 | 27.54417 |  |  |  | -4.66102467520532+33.2303174401098i | 33.5556 | 0.016385 | -35.7113 | -101.9365
405 | [5 empty] | 24.263 | 1655 | 27.56083 |  |  |  | 67.0786463517018+4.96930421152856i | 67.2625 | 0.032843 | -29.6711 | -95.8964
234 | [5 empty] | 24.2776 | 1656 | 27.57748 |  |  |  | -0.744420135361487-8.46602802346662i | 8.4987 | 0.0041498 | -47.6396 | -113.8648
152 | [5 empty] | 24.2923 | 1657 | 27.59413 |  |  |  | 21.81663493198-28.0818692914632i | 35.5606 | 0.017364 | -35.2072 | -101.4325
169 | [5 empty] | 24.3069 | 1658 | 27.61079 |  |  |  | -27.9754033368127+13.3004542069884i | 30.9762 | 0.015125 | -36.406 | -102.6313
278 | [5 empty] | 24.3216 | 1659 | 27.62744 |  |  |  | -18.8100447291571+27.2195438382565i | 33.0866 | 0.016156 | -35.8336 | -102.0588
477 | [5 empty] | 24.3363 | 1660 | 27.64409 |  |  |  | 9.60749885912746+1.61603008014366i | 9.7425 | 0.0047571 | -46.4532 | -112.6785
755 | [5 empty] | 24.3509 | 1661 | 27.66074 |  |  |  | -33.4957425145911-39.3292821381841i | 51.66 | 0.025225 | -31.9635 | -98.1888
1097 | [5 empty] | 24.3656 | 1662 | 27.67740 |  |  |  | -19.15407213889-1.25701824218995i | 19.1953 | 0.0093727 | -40.5627 | -106.788
1490 | [5 empty] | 24.3802 | 1663 | 27.69405 |  |  |  | -24.3978501093649+3.62625124721005i | 24.6659 | 0.012044 | -38.3847 | -104.6099
1912 | [5 empty] | 24.3949 | 1664 | 27.71070 |  |  |  | 46.304044300419-26.8622516083354i | 53.5317 | 0.026139 | -31.6544 | -97.8796
2341 | [5 empty] | 24.4096 | 1665 | 27.72736 |  |  |  | 12.5213792764588+3.36006357163634i | 12.9644 | 0.0063303 | -43.9716 | -110.1968
2758 | [5 empty] | 24.4242 | 1666 | 27.74401 |  |  |  | 6.87765749724213-20.4426770247056i | 21.5686 | 0.010532 | -39.5502 | -105.7754
3142 | [5 empty] | 24.4389 | 1667 | 27.76066 |  |  |  | 54.680296470273+227.267935474276i | 233.7534 | 0.11414 | -18.8514 | -85.0767
3474 | [5 empty] | 24.4535 | 1668 | 27.77732 |  |  |  | -6.68357035200292-61.4653959513058i | 61.8277 | 0.030189 | -30.4029 | -96.6282
3736 | [5 empty] | 24.4682 | 1669 | 27.79397 |  |  |  | 56.3602954409927+13.9482489835868i | 58.0606 | 0.02835 | -30.949 | -97.1742
3918 | [5 empty] | 24.4829 | 1670 | 27.81062 |  |  |  | 28.4247062442408+48.3944312557905i | 56.1247 | 0.027405 | -31.2435 | -97.4688
4009 | [5 empty] | 24.4975 | 1671 | 27.82728 |  |  |  | 4.38188828417677+47.1785227767893i | 47.3816 | 0.023136 | -32.7144 | -98.9397
4006 | [5 empty] | 24.5122 | 1672 | 27.84393 |  |  |  | 3.90626293204718-47.1281816566301i | 47.2898 | 0.023091 | -32.7313 | -98.9565
3910 | [5 empty] | 24.5268 | 1673 | 27.86058 |  |  |  | 17.1842479033921-6.52117243379285i | 18.38 | 0.0089746 | -40.9397 | -107.1649
3722 | [5 empty] | 24.5415 | 1674 | 27.87723 |  |  |  | -7.23508726301225-13.720805617966i | 15.5115 | 0.007574 | -42.4135 | -108.6388
3453 | [5 empty] | 24.5562 | 1675 | 27.89389 |  |  |  | -22.5301090274238-48.5302534654989i | 53.5051 | 0.026126 | -31.6587 | -97.884
3118 | [5 empty] | 24.5708 | 1676 | 27.91054 |  |  |  | 14.3436535655664-27.6797969226581i | 31.1755 | 0.015222 | -36.3503 | -102.5756
2730 | [5 empty] | 24.5855 | 1677 | 27.92719 |  |  |  | -3.1194474573367+12.3682896187047i | 12.7556 | 0.0062283 | -44.1126 | -110.3378
2312 | [5 empty] | 24.6002 | 1678 | 27.94385 |  |  |  | -47.5519768090497+15.1231637525343i | 49.8989 | 0.024365 | -32.2648 | -98.49
1881 | [5 empty] | 24.6148 | 1679 | 27.96050 |  |  |  | -30.6714200545886-36.7799739847543i | 47.8905 | 0.023384 | -32.6216 | -98.8469
1461 | [5 empty] | 24.6295 | 1680 | 27.97715 |  |  |  | -25.0922617374891-28.1991608329311i | 37.7467 | 0.018431 | -34.689 | -100.9143
1074 | [5 empty] | 24.6441 | 1681 | 27.99381 |  |  |  | -31.9455596334575+31.8181943301585i | 45.0879 | 0.022016 | -33.1454 | -99.3707
733 | [5 empty] | 24.6588 | 1682 | 28.01046 |  |  |  | 8.9774669512521-19.588688966752i | 21.5479 | 0.010521 | -39.5585 | -105.7838
461 | [5 empty] | 24.6735 | 1683 | 28.02711 |  |  |  | -15.0823307428098-29.7268155714641i | 33.3341 | 0.016276 | -35.7688 | -101.9941
268 | [5 empty] | 24.6881 | 1684 | 28.04377 |  |  |  | -2.30001436098838+19.6985404140931i | 19.8324 | 0.0096838 | -40.2791 | -106.5044
166 | [5 empty] | 24.7028 | 1685 | 28.06042 |  |  |  | -15.2353637798799+9.40470183570533i | 17.9043 | 0.0087423 | -41.1674 | -107.3927
157 | [5 empty] | 24.7174 | 1686 | 28.07707 |  |  |  | 14.7137008804971+14.1051732080882i | 20.3826 | 0.0099524 | -40.0414 | -106.2667
243 | [5 empty] | 24.7321 | 1687 | 28.09372 |  |  |  | 33.4732915690732-17.2404279006813i | 37.6523 | 0.018385 | -34.7108 | -100.936
420 | [5 empty] | 24.7468 | 1688 | 28.11038 |  |  |  | 10.5769099643763+49.6830287946111i | 50.7964 | 0.024803 | -32.1099 | -98.3352
678 | [5 empty] | 24.7614 | 1689 | 28.12703 |  |  |  | 24.7410155533768-10.6512065398621i | 26.9363 | 0.013153 | -37.6198 | -103.8451
1008 | [5 empty] | 24.7761 | 1690 | 28.14368 |  |  |  | -20.3371165634205+22.4672343628374i | 30.3047 | 0.014797 | -36.5964 | -102.8216
1388 | [5 empty] | 24.7907 | 1691 | 28.16034 |  |  |  | 48.655772439356-65.817790091151i | 81.8497 | 0.039966 | -27.9663 | -94.1915
1806 | [5 empty] | 24.8054 | 1692 | 28.17699 |  |  |  | 41.6391546654108+45.030458372183i | 61.3316 | 0.029947 | -30.4729 | -96.6982
2234 | [5 empty] | 24.8201 | 1693 | 28.19364 |  |  |  | -22.5880129527088-25.4585278801i | 34.0346 | 0.016618 | -35.5882 | -101.8134
2655 | [5 empty] | 24.8347 | 1694 | 28.21030 |  |  |  | 26.5828844675154+13.5324239051853i | 29.8291 | 0.014565 | -36.7338 | -102.959
3051 | [5 empty] | 24.8494 | 1695 | 28.22695 |  |  |  | -38.6871252528216-20.2009692774084i | 43.6437 | 0.02131 | -33.4282 | -99.6534
3397 | [5 empty] | 24.864 | 1696 | 28.24360 |  |  |  | 16.5516332470289-2.49306207527022i | 16.7383 | 0.008173 | -41.7524 | -107.9776
3678 | [5 empty] | 24.8787 | 1697 | 28.26025 |  |  |  | -27.92819729874-11.9746678000206i | 30.3871 | 0.014837 | -36.5728 | -102.7981
3881 | [5 empty] | 24.8934 | 1698 | 28.27691 |  |  |  | -8.10902856042842+41.855430886712i | 42.6337 | 0.020817 | -33.6315 | -99.8568
3995 | [5 empty] | 24.908 | 1699 | 28.29356 |  |  |  | -36.5530337906388+28.0098361572231i | 46.0508 | 0.022486 | -32.9619 | -99.1871
4015 | [5 empty] | 24.9227 | 1700 | 28.31021 |  |  |  | 65.752722532122-21.5023239698721i | 69.1793 | 0.033779 | -29.4271 | -95.6523
3941 | [5 empty] | 24.9373 | 1701 | 28.32687 |  |  |  | 15.2906665215635+30.2859174343821i | 33.927 | 0.016566 | -35.6157 | -101.8409
3775 | [5 empty] | 24.952 | 1702 | 28.34352 |  |  |  | 10.0213139147942-17.4491316906928i | 20.1221 | 0.0098252 | -40.1531 | -106.3784
3527 | [5 empty] | 24.9667 | 1703 | 28.36017 |  |  |  | 47.5451260874253+6.30128396117376i | 47.9609 | 0.023418 | -32.6089 | -98.8341
3207 | [5 empty] | 24.9813 | 1704 | 28.37683 |  |  |  | -74.1052690502281-124.596246843177i | 144.9683 | 0.070785 | -23.0011 | -89.2264
2831 | [5 empty] | 24.996 | 1705 | 28.39348 |  |  |  | -66.954321670783-45.9646507004084i | 81.2135 | 0.039655 | -28.034 | -94.2593
2417 | [5 empty] | 25.0106 | 1706 | 28.41013 |  |  |  | 59.3459197564188+31.2979484027987i | 67.0932 | 0.03276 | -29.693 | -95.9183
1989 | [5 empty] | 25.0253 | 1707 | 28.42679 |  |  |  | -3.91434483852322-2.36819918483123i | 4.575 | 0.0022339 | -53.0188 | -119.2441
1565 | [5 empty] | 25.04 | 1708 | 28.44344 |  |  |  | -6.82207687357476+0.899649572936223i | 6.8811 | 0.0033599 | -49.4734 | -115.6986
1165 | [5 empty] | 25.0546 | 1709 | 28.46009 |  |  |  | 57.6140853906731+12.5299995453024i | 58.9609 | 0.028789 | -30.8153 | -97.0406
812 | [5 empty] | 25.0693 | 1710 | 28.47674 |  |  |  | 35.2373894140603-49.2620819592912i | 60.5675 | 0.029574 | -30.5818 | -96.8071
522 | [5 empty] | 25.0839 | 1711 | 28.49340 |  |  |  | 49.9925566122002+4.736753529144i | 50.2165 | 0.02452 | -32.2097 | -98.4349
308 | [5 empty] | 25.0986 | 1712 | 28.51005 |  |  |  | 11.9289400525203-47.1134347265654i | 48.6002 | 0.023731 | -32.4938 | -98.7191
182 | [5 empty] | 25.1133 | 1713 | 28.52670 |  |  |  | -1.03407172413422-51.9293479741123i | 51.9396 | 0.025361 | -31.9166 | -98.1419
149 | [5 empty] | 25.1279 | 1714 | 28.54336 |  |  |  | 20.8050143497229-24.0906301647763i | 31.8309 | 0.015542 | -36.1696 | -102.3949
213 | [5 empty] | 25.1426 | 1715 | 28.56001 |  |  |  | -21.5996810958618+15.6726087305074i | 26.6866 | 0.013031 | -37.7007 | -103.926
366 | [5 empty] | 25.1572 | 1716 | 28.57666 |  |  |  | -22.7082841611932+2.33390228901594i | 22.8279 | 0.011146 | -39.0573 | -105.2825
608 | [5 empty] | 25.1719 | 1717 | 28.59332 |  |  |  | -53.3371890471528+23.6568232768931i | 58.3481 | 0.02849 | -30.9061 | -97.1313
920 | [5 empty] | 25.1866 | 1718 | 28.60997 |  |  |  | -21.4952618880908-40.8186815706075i | 46.1325 | 0.022526 | -32.9465 | -99.1717
1290 | [5 empty] | 25.2012 | 1719 | 28.62662 |  |  |  | -22.7591900708428-4.07370893861419i | 23.1209 | 0.01129 | -38.9465 | -105.1718
1700 | [5 empty] | 25.2159 | 1720 | 28.64328 |  |  |  | -74.0804516662876-23.3285968073669i | 77.6668 | 0.037923 | -28.4219 | -94.6471
2128 | [5 empty] | 25.2305 | 1721 | 28.65993 |  |  |  | -26.3744754612797-46.0962680640112i | 53.1082 | 0.025932 | -31.7234 | -97.9486
2554 | [5 empty] | 25.2452 | 1722 | 28.67658 |  |  |  | 26.8699229058932-0.583643584854002i | 26.8763 | 0.013123 | -37.6392 | -103.8645
2958 | [5 empty] | 25.2599 | 1723 | 28.69323 |  |  |  | -6.89254419370726+6.48397792286363i | 9.463 | 0.0046206 | -46.706 | -112.9312
3316 | [5 empty] | 25.2745 | 1724 | 28.70989 |  |  |  | -7.88205301928231+14.4384149006422i | 16.4498 | 0.0080321 | -41.9034 | -108.1287
3616 | [5 empty] | 25.2892 | 1725 | 28.72654 |  |  |  | -10.6144351346782-9.035148948537i | 13.9392 | 0.0068062 | -43.3419 | -109.5671
3839 | [5 empty] | 25.3039 | 1726 | 28.74319 |  |  |  | 21.6134069765889+14.7506974687946i | 26.1672 | 0.012777 | -37.8715 | -104.0967
3975 | [5 empty] | 25.3185 | 1727 | 28.75985 |  |  |  | -22.9218338915502-0.774819580304403i | 22.9349 | 0.011199 | -39.0167 | -105.2419
4019 | [5 empty] | 25.3332 | 1728 | 28.77650 |  |  |  | 20.4445572826502-5.54836667743812i | 21.1841 | 0.010344 | -39.7064 | -105.9317
3969 | [5 empty] | 25.3478 | 1729 | 28.79315 |  |  |  | 11.9165174122764-2.74592124505608i | 12.2288 | 0.0059711 | -44.4789 | -110.7042
3825 | [5 empty] | 25.3625 | 1730 | 28.80981 |  |  |  | -52.6075927711577+20.9949470328427i | 56.6423 | 0.027657 | -31.1638 | -97.389
3596 | [5 empty] | 25.3772 | 1731 | 28.82646 |  |  |  | 5.5361415355231-36.9336260567872i | 37.3462 | 0.018235 | -34.7817 | -101.0069
3292 | [5 empty] | 25.3918 | 1732 | 28.84311 |  |  |  | -34.0189443761396-10.5043620626734i | 35.6038 | 0.017385 | -35.1967 | -101.4219
2927 | [5 empty] | 25.4065 | 1733 | 28.85977 |  |  |  | 32.8832566277161-23.7330328301222i | 40.5532 | 0.019801 | -34.0661 | -100.2913
2521 | [5 empty] | 25.4211 | 1734 | 28.87642 |  |  |  | -12.078532356477+3.30930181866532i | 12.5237 | 0.0061151 | -44.272 | -110.4972
2096 | [5 empty] | 25.4358 | 1735 | 28.89307 |  |  |  | -50.6179266254009+11.5656525824603i | 51.9224 | 0.025353 | -31.9195 | -98.1447
1667 | [5 empty] | 25.4505 | 1736 | 28.90972 |  |  |  | -9.65005089267083+3.26548344590984i | 10.1876 | 0.0049744 | -46.0652 | -112.2904
1260 | [5 empty] | 25.4651 | 1737 | 28.92638 |  |  |  | 6.6988513431442+38.866066875399i | 39.4391 | 0.019257 | -34.3081 | -100.5333
895 | [5 empty] | 25.4798 | 1738 | 28.94303 |  |  |  | -36.9897910624868+20.7596659521438i | 42.4171 | 0.020711 | -33.6758 | -99.901
587 | [5 empty] | 25.4944 | 1739 | 28.95968 |  |  |  | 70.0972843744195-38.4007842696726i | 79.9265 | 0.039027 | -28.1728 | -94.398
353 | [5 empty] | 25.5091 | 1740 | 28.97634 |  |  |  | 35.3154214975184-48.126321370358i | 59.6936 | 0.029147 | -30.708 | -96.9333
204 | [5 empty] | 25.5238 | 1741 | 28.99299 |  |  |  | -25.5042563718054-49.1828408794288i | 55.4023 | 0.027052 | -31.356 | -97.5813
147 | [5 empty] | 25.5384 | 1742 | 29.00964 |  |  |  | 4.59408809810941-6.5521832298022i | 8.0023 | 0.0039074 | -48.1623 | -114.3876
189 | [5 empty] | 25.5531 | 1743 | 29.02630 |  |  |  | -37.9160940970122-57.7923692700088i | 69.1201 | 0.03375 | -29.4345 | -95.6598
321 | [5 empty] | 25.5677 | 1744 | 29.04295 |  |  |  | -3.07337722600162+16.950656726629i | 17.227 | 0.0084116 | -41.5024 | -107.7276
541 | [5 empty] | 25.5824 | 1745 | 29.05960 |  |  |  | -44.8978599954398+3.33990388058016i | 45.0219 | 0.021983 | -33.1581 | -99.3834
836 | [5 empty] | 25.5971 | 1746 | 29.07626 |  |  |  | 64.5542691120306+11.2150509868029i | 65.5212 | 0.031993 | -29.899 | -96.1242
1193 | [5 empty] | 25.6117 | 1747 | 29.09291 |  |  |  | -30.4876670402489+24.6320820551465i | 39.1949 | 0.019138 | -34.362 | -100.5873
1596 | [5 empty] | 25.6264 | 1748 | 29.10956 |  |  |  | -12.1556555983249+58.1480353174521i | 59.405 | 0.029006 | -30.7501 | -96.9754
2022 | [5 empty] | 25.641 | 1749 | 29.12621 |  |  |  | -7.57768413847305+29.5743784400482i | 30.5297 | 0.014907 | -36.5321 | -102.7574
2449 | [5 empty] | 25.6557 | 1750 | 29.14287 |  |  |  | -31.5830299308568-46.8568419264447i | 56.5071 | 0.027591 | -31.1845 | -97.4098
2861 | [5 empty] | 25.6704 | 1751 | 29.15952 |  |  |  | 25.1660522974477-50.8697548055843i | 56.7544 | 0.027712 | -31.1466 | -97.3719
3232 | [5 empty] | 25.685 | 1752 | 29.17617 |  |  |  | 6.79281258396947+29.5912052620147i | 30.3609 | 0.014825 | -36.5803 | -102.8056
3549 | [5 empty] | 25.6997 | 1753 | 29.19283 |  |  |  | 24.5655457672207+49.2077627855796i | 54.9988 | 0.026855 | -31.4195 | -97.6448
3791 | [5 empty] | 25.7143 | 1754 | 29.20948 |  |  |  | -10.0872167301525+60.0426676813059i | 60.8841 | 0.029729 | -30.5365 | -96.7618
3949 | [5 empty] | 25.729 | 1755 | 29.22613 |  |  |  | 22.7294052029858+6.68208095568147i | 23.6913 | 0.011568 | -38.7348 | -104.9601
4017 | [5 empty] | 25.7437 | 1756 | 29.24279 |  |  |  | -25.2040783718685+56.6969783681669i | 62.0467 | 0.030296 | -30.3722 | -96.5975
3990 | [5 empty] | 25.7583 | 1757 | 29.25944 |  |  |  | -10.3066748538079-8.20567203501546i | 13.1742 | 0.0064327 | -43.8321 | -110.0573
3870 | [5 empty] | 25.773 | 1758 | 29.27609 |  |  |  | 29.3908104574338-18.5961928775881i | 34.7799 | 0.016982 | -35.4 | -101.6253
3660 | [5 empty] | 25.7876 | 1759 | 29.29275 |  |  |  | 15.9336929967937+9.61014133049271i | 18.6075 | 0.0090857 | -40.8329 | -107.0581
3373 | [5 empty] | 25.8023 | 1760 | 29.30940 |  |  |  | 72.9705246480062-0.184042932656807i | 72.9708 | 0.03563 | -28.9636 | -95.1889
3023 | [5 empty] | 25.817 | 1761 | 29.32605 |  |  |  | 49.6708410408105+22.1655757672439i | 54.3921 | 0.026559 | -31.5159 | -97.7411
2625 | [5 empty] | 25.8316 | 1762 | 29.34270 |  |  |  | 19.091806435596-11.2435376477628i | 22.1566 | 0.010819 | -39.3165 | -105.5418
2201 | [5 empty] | 25.8463 | 1763 | 29.35936 |  |  |  | -5.25993832924465-37.6001961152384i | 37.9663 | 0.018538 | -34.6386 | -100.8639
1773 | [5 empty] | 25.8609 | 1764 | 29.37601 |  |  |  | 35.7134997077768+48.9623587866719i | 60.6034 | 0.029591 | -30.5767 | -96.8019
1358 | [5 empty] | 25.8756 | 1765 | 29.39266 |  |  |  | 4.7842725212342-22.8691928142216i | 23.3643 | 0.011408 | -38.8556 | -105.0808
981 | [5 empty] | 25.8903 | 1766 | 29.40932 |  |  |  | 20.9597025099287-5.72338363348407i | 21.7271 | 0.010609 | -39.4866 | -105.7118
655 | [5 empty] | 25.9049 | 1767 | 29.42597 |  |  |  | -9.39798457827685+66.8981800380895i | 67.5551 | 0.032986 | -29.6334 | -95.8587
403 | [5 empty] | 25.9196 | 1768 | 29.44262 |  |  |  | 19.698560595056+7.03249775153284i | 20.9162 | 0.010213 | -39.8169 | -106.0422
234 | [5 empty] | 25.9342 | 1769 | 29.45928 |  |  |  | 75.7405917906918+25.1667643316202i | 79.8123 | 0.038971 | -28.1852 | -94.4105
153 | [5 empty] | 25.9489 | 1770 | 29.47593 |  |  |  | -52.0429853129455+26.8949049897646i | 58.5816 | 0.028604 | -30.8714 | -97.0966
170 | [5 empty] | 25.9636 | 1771 | 29.49258 |  |  |  | -36.3993275514114-5.52601736061091i | 36.8164 | 0.017977 | -34.9058 | -101.131
279 | [5 empty] | 25.9782 | 1772 | 29.50923 |  |  |  | 6.7287847447584+38.6362973381452i | 39.2179 | 0.019149 | -34.3569 | -100.5822
479 | [5 empty] | 25.9929 | 1773 | 29.52589 |  |  |  | -13.4195445431944+31.548289896977i | 34.2838 | 0.01674 | -35.5248 | -101.7501
757 | [5 empty] | 26.0075 | 1774 | 29.54254 |  |  |  | -0.402802064631498+24.6268847355111i | 24.6302 | 0.012026 | -38.3972 | -104.6225
1101 | [5 empty] | 26.0222 | 1775 | 29.55919 |  |  |  | -16.3543353679192+18.0258579377851i | 24.3392 | 0.011884 | -38.5005 | -104.7257
1493 | [5 empty] | 26.0369 | 1776 | 29.57585 |  |  |  | -21.8037793336145+98.0928366051414i | 100.4869 | 0.049066 | -26.1844 | -92.4097
1915 | [5 empty] | 26.0515 | 1777 | 29.59250 |  |  |  | -1.19628716156476+23.263945401233i | 23.2947 | 0.011374 | -38.8815 | -105.1067
2344 | [5 empty] | 26.0662 | 1778 | 29.60915 |  |  |  | 47.1576678146976+60.061634417905i | 76.3626 | 0.037286 | -28.569 | -94.7942
2761 | [5 empty] | 26.0809 | 1779 | 29.62581 |  |  |  | 47.4951537426693-21.729182188643i | 52.2298 | 0.025503 | -31.8682 | -98.0935
3143 | [5 empty] | 26.0955 | 1780 | 29.64246 |  |  |  | -8.44345288236348-3.36867221205184i | 9.0906 | 0.0044388 | -47.0547 | -113.28
3477 | [5 empty] | 26.1102 | 1781 | 29.65911 |  |  |  | 16.1242363682633-15.9453697303736i | 22.677 | 0.011073 | -39.1149 | -105.3401
3738 | [5 empty] | 26.1248 | 1782 | 29.67577 |  |  |  | 3.3642079888412-24.5047803661782i | 24.7346 | 0.012077 | -38.3605 | -104.5857
3919 | [5 empty] | 26.1395 | 1783 | 29.69242 |  |  |  | -19.0012064949876-22.6401239258471i | 29.5571 | 0.014432 | -36.8134 | -103.0386
4008 | [5 empty] | 26.1542 | 1784 | 29.70907 |  |  |  | 22.4706192800357+45.2158684671652i | 50.4916 | 0.024654 | -32.1622 | -98.3875
4005 | [5 empty] | 26.1688 | 1785 | 29.72572 |  |  |  | -20.869886650692-39.0238641987453i | 44.254 | 0.021608 | -33.3076 | -99.5328
3908 | [5 empty] | 26.1835 | 1786 | 29.74238 |  |  |  | -5.6425398576988-24.7650823359877i | 25.3998 | 0.012402 | -38.13 | -104.3553
3720 | [5 empty] | 26.1981 | 1787 | 29.75903 |  |  |  | 23.79076367679+24.1276191469024i | 33.8843 | 0.016545 | -35.6266 | -101.8519
3450 | [5 empty] | 26.2128 | 1788 | 29.77568 |  |  |  | 14.8674585288941-34.6486795973602i | 37.7037 | 0.01841 | -34.6989 | -100.9242
3115 | [5 empty] | 26.2275 | 1789 | 29.79234 |  |  |  | 55.6203118550763+30.4892581143405i | 63.4288 | 0.030971 | -30.1809 | -96.4061
2728 | [5 empty] | 26.2421 | 1790 | 29.80899 |  |  |  | 17.1956237446436+8.74213412921266i | 19.2903 | 0.0094191 | -40.5198 | -106.7451
2309 | [5 empty] | 26.2568 | 1791 | 29.82564 |  |  |  | 29.5497895701359+4.60845313189256i | 29.907 | 0.014603 | -36.7111 | -102.9364
1879 | [5 empty] | 26.2714 | 1792 | 29.84230 |  |  |  | 2.42530724483545+32.4188758296057i | 32.5095 | 0.015874 | -35.9864 | -102.2117
1458 | [5 empty] | 26.2861 | 1793 | 29.85895 |  |  |  | 40.9057116557857-8.53624737901293i | 41.7869 | 0.020404 | -33.8058 | -100.031
1071 | [5 empty] | 26.3008 | 1794 | 29.87560 |  |  |  | 26.8819071804919-13.8711342877587i | 30.2497 | 0.01477 | -36.6122 | -102.8374
731 | [5 empty] | 26.3154 | 1795 | 29.89226 |  |  |  | -25.1646045074132+36.1410419467922i | 44.039 | 0.021503 | -33.3499 | -99.5751
459 | [5 empty] | 26.3301 | 1796 | 29.90891 |  |  |  | -43.8504279994128-10.5746761347045i | 45.1075 | 0.022025 | -33.1416 | -99.3669
267 | [5 empty] | 26.3447 | 1797 | 29.92556 |  |  |  | -10.3773934780611-3.82828846973344i | 11.061 | 0.0054009 | -45.3507 | -111.5759
164 | [5 empty] | 26.3594 | 1798 | 29.94221 |  |  |  | -19.9729650879619+33.9939126232574i | 39.4272 | 0.019252 | -34.3107 | -100.5359
157 | [5 empty] | 26.3741 | 1799 | 29.95887 |  |  |  | -25.8458058423475-71.8633863978373i | 76.3698 | 0.03729 | -28.5682 | -94.7934
243 | [5 empty] | 26.3887 | 1800 | 29.97552 |  |  |  | 36.8173236515771-26.7451343894034i | 45.5062 | 0.02222 | -33.0652 | -99.2904
419 | [5 empty] | 26.4034 | 1801 | 29.99217 |  |  |  | -35.7969913594919+1.36674228155382i | 35.8231 | 0.017492 | -35.1433 | -101.3686
680 | [5 empty] | 26.418 | 1802 | 30.00883 |  |  |  | -36.3177368814253-13.2108545929724i | 38.6459 | 0.01887 | -34.4845 | -100.7098
1010 | [5 empty] | 26.4327 | 1803 | 30.02548 |  |  |  | -6.7644476238018+7.08359940436587E-002i | 6.7648 | 0.0033031 | -49.6215 | -115.8467
1391 | [5 empty] | 26.4474 | 1804 | 30.04213 |  |  |  | -52.8893124756382-24.9928114167268i | 58.4972 | 0.028563 | -30.8839 | -97.1092
1808 | [5 empty] | 26.462 | 1805 | 30.05879 |  |  |  | -43.2524927064971+32.0071339732771i | 53.8074 | 0.026273 | -31.6098 | -97.835
2237 | [5 empty] | 26.4767 | 1806 | 30.07544 |  |  |  | -31.6487309101903-10.580093528818i | 33.3704 | 0.016294 | -35.7594 | -101.9846
2659 | [5 empty] | 26.4913 | 1807 | 30.09209 |  |  |  | 7.60374681601112+0.306147086877127i | 7.6099 | 0.0037158 | -48.599 | -114.8243
3054 | [5 empty] | 26.506 | 1808 | 30.10875 |  |  |  | -47.8872901242143-30.0526914054808i | 56.5363 | 0.027606 | -31.18 | -97.4053
3398 | [5 empty] | 26.5207 | 1809 | 30.12540 |  |  |  | -27.9636215402079-17.290854080801i | 32.8776 | 0.016054 | -35.8886 | -102.1138
3680 | [5 empty] | 26.5353 | 1810 | 30.14205 |  |  |  | 34.9940766182099+33.0740680718625i | 48.1506 | 0.023511 | -32.5746 | -98.7998
3882 | [5 empty] | 26.55 | 1811 | 30.15870 |  |  |  | -14.2748051869533-38.9926130695642i | 41.5234 | 0.020275 | -33.8607 | -100.086
3996 | [5 empty] | 26.5646 | 1812 | 30.17536 |  |  |  | -209.495665207971+39.8413190431397i | 213.2505 | 0.10413 | -19.6488 | -85.874
4015 | [5 empty] | 26.5793 | 1813 | 30.19201 |  |  |  | -36.8667422328353+99.6850053105673i | 106.2839 | 0.051896 | -25.6973 | -91.9225
3940 | [5 empty] | 26.594 | 1814 | 30.20866 |  |  |  | 18.9478605106159-37.9898102909139i | 42.4529 | 0.020729 | -33.6685 | -99.8937
3774 | [5 empty] | 26.6086 | 1815 | 30.22532 |  |  |  | 2.60503908731328+26.3515187223864i | 26.48 | 0.01293 | -37.7682 | -103.9935
3525 | [5 empty] | 26.6233 | 1816 | 30.24197 |  |  |  | -39.2739763695856-5.60377962468281i | 39.6717 | 0.019371 | -34.257 | -100.4822
3203 | [5 empty] | 26.6379 | 1817 | 30.25862 |  |  |  | 18.7662596707581+10.2434239089588i | 21.3799 | 0.010439 | -39.6265 | -105.8517
2828 | [5 empty] | 26.6526 | 1818 | 30.27528 |  |  |  | 27.1893995710203-20.4158627569408i | 34.001 | 0.016602 | -35.5968 | -101.822
2414 | [5 empty] | 26.6673 | 1819 | 30.29193 |  |  |  | -20.244362503976-31.9830293897194i | 37.8517 | 0.018482 | -34.6649 | -100.8901
1987 | [5 empty] | 26.6819 | 1820 | 30.30858 |  |  |  | 6.85191359274204-32.4723075228277i | 33.1873 | 0.016205 | -35.8072 | -102.0324
1561 | [5 empty] | 26.6966 | 1821 | 30.32524 |  |  |  | 20.0758404158625-0.114290455049453i | 20.0762 | 0.0098028 | -40.173 | -106.3982
1162 | [5 empty] | 26.7112 | 1822 | 30.34189 |  |  |  | 31.4890161068421+12.5839842219887i | 33.9104 | 0.016558 | -35.6199 | -101.8452
810 | [5 empty] | 26.7259 | 1823 | 30.35854 |  |  |  | -7.48573744200153+16.0477070309569i | 17.7078 | 0.0086464 | -41.2633 | -107.4886
519 | [5 empty] | 26.7406 | 1824 | 30.37519 |  |  |  | -0.329807727004344-44.8541403082788i | 44.8554 | 0.021902 | -33.1903 | -99.4156
305 | [5 empty] | 26.7552 | 1825 | 30.39185 |  |  |  | 32.2064495068365-15.370032255022i | 35.686 | 0.017425 | -35.1766 | -101.4019
180 | [5 empty] | 26.7699 | 1826 | 30.40850 |  |  |  | -18.90457142662+2.8582548733016i | 19.1194 | 0.0093357 | -40.5971 | -106.8224
150 | [5 empty] | 26.7846 | 1827 | 30.42515 |  |  |  | -21.1914096653552+46.0741308637611i | 50.7139 | 0.024763 | -32.1241 | -98.3493
213 | [5 empty] | 26.7992 | 1828 | 30.44181 |  |  |  | -36.6725746533936-17.5685592936188i | 40.6636 | 0.019855 | -34.0425 | -100.2677
368 | [5 empty] | 26.8139 | 1829 | 30.45846 |  |  |  | 19.7987247963771-13.2145344047172i | 23.8036 | 0.011623 | -38.6937 | -104.919
609 | [5 empty] | 26.8285 | 1830 | 30.47511 |  |  |  | -40.8822915615517+16.5796909419089i | 44.1163 | 0.021541 | -33.3346 | -99.5599
922 | [5 empty] | 26.8432 | 1831 | 30.49177 |  |  |  | 17.0221314307845+3.84998333723784i | 17.4521 | 0.0085215 | -41.3897 | -107.6149
1292 | [5 empty] | 26.8579 | 1832 | 30.50842 |  |  |  | 9.26854182187851+56.3206892692385i | 57.0782 | 0.02787 | -31.0972 | -97.3224
1703 | [5 empty] | 26.8725 | 1833 | 30.52507 |  |  |  | 4.97961892741795-25.0338673988564i | 25.5243 | 0.012463 | -38.0875 | -104.3128
2131 | [5 empty] | 26.8872 | 1834 | 30.54173 |  |  |  | 33.6145512999234-39.6346035302552i | 51.9696 | 0.025376 | -31.9116 | -98.1369
2556 | [5 empty] | 26.9018 | 1835 | 30.55838 |  |  |  | 23.392431290535-23.5901526963298i | 33.222 | 0.016222 | -35.7981 | -102.0233
2960 | [5 empty] | 26.9165 | 1836 | 30.57503 |  |  |  | -16.7881818791049-19.6565489388203i | 25.85 | 0.012622 | -37.9774 | -104.2026
3319 | [5 empty] | 26.9312 | 1837 | 30.59168 |  |  |  | -27.0684471343842+18.2184828386928i | 32.6284 | 0.015932 | -35.9547 | -102.1799
3618 | [5 empty] | 26.9458 | 1838 | 30.60834 |  |  |  | -31.005249204854-9.07421359957965i | 32.3058 | 0.015774 | -36.041 | -102.2662
3841 | [5 empty] | 26.9605 | 1839 | 30.62499 |  |  |  | -9.69191937799391-32.7191521562577i | 34.1244 | 0.016662 | -35.5653 | -101.7905
3975 | [5 empty] | 26.9751 | 1840 | 30.64164 |  |  |  | -13.8613008819566+5.29537087336896i | 14.8383 | 0.0072453 | -42.7989 | -109.0241
4019 | [5 empty] | 26.9898 | 1841 | 30.65830 |  |  |  | -34.6334905424592+48.7409338368946i | 59.7926 | 0.029196 | -30.6936 | -96.9189
3967 | [5 empty] | 27.0045 | 1842 | 30.67495 |  |  |  | 12.6499061700992-11.2891564686884i | 16.9548 | 0.0082787 | -41.6407 | -107.866
3824 | [5 empty] | 27.0191 | 1843 | 30.69160 |  |  |  | 42.6492271464805+2.50873189827944i | 42.7229 | 0.020861 | -33.6134 | -99.8386
3594 | [5 empty] | 27.0338 | 1844 | 30.70826 |  |  |  | 3.4495273996158-8.92705689168969i | 9.5703 | 0.004673 | -46.608 | -112.8333
3288 | [5 empty] | 27.0484 | 1845 | 30.72491 |  |  |  | 26.5846201408386+38.0084845434933i | 46.383 | 0.022648 | -32.8994 | -99.1247
2924 | [5 empty] | 27.0631 | 1846 | 30.74156 |  |  |  | 4.81385453768311-37.2841117874639i | 37.5936 | 0.018356 | -34.7243 | -100.9496
2519 | [5 empty] | 27.0778 | 1847 | 30.75821 |  |  |  | 81.7095962057722+43.2118596256907i | 92.4323 | 0.045133 | -26.9101 | -93.1354
2094 | [5 empty] | 27.0924 | 1848 | 30.77487 |  |  |  | -41.7626450695178+137.175568141528i | 143.392 | 0.070016 | -23.0961 | -89.3214
1665 | [5 empty] | 27.1071 | 1849 | 30.79152 |  |  |  | 76.2607754750578-8.6341046560282i | 76.748 | 0.037475 | -28.5253 | -94.7505
1257 | [5 empty] | 27.1217 | 1850 | 30.80817 |  |  |  | -1.29524579085732-51.6144950235235i | 51.6307 | 0.02521 | -31.9684 | -98.1937
891 | [5 empty] | 27.1364 | 1851 | 30.82483 |  |  |  | -40.9495414289218+7.95045787136291i | 41.7142 | 0.020368 | -33.8209 | -100.0462
584 | [5 empty] | 27.1511 | 1852 | 30.84148 |  |  |  | 4.83924063980499-4.95105389652836i | 6.9232 | 0.0033805 | -49.4204 | -115.6457
352 | [5 empty] | 27.1657 | 1853 | 30.85813 |  |  |  | 19.1858760998611-11.5407320375862i | 22.3894 | 0.010932 | -39.2257 | -105.451
205 | [5 empty] | 27.1804 | 1854 | 30.87479 |  |  |  | 14.7122621694581-8.05167757637867i | 16.7714 | 0.0081892 | -41.7352 | -107.9605
148 | [5 empty] | 27.195 | 1855 | 30.89144 |  |  |  | -3.13559940528433-12.1379534833716i | 12.5364 | 0.0061213 | -44.2631 | -110.4884
188 | [5 empty] | 27.2097 | 1856 | 30.90809 |  |  |  | -2.19796754630798-15.8625712068636i | 16.0141 | 0.0078194 | -42.1365 | -108.3618
322 | [5 empty] | 27.2244 | 1857 | 30.92475 |  |  |  | 19.2872989387805-0.909732198121304i | 19.3087 | 0.0094281 | -40.5115 | -106.7368
543 | [5 empty] | 27.239 | 1858 | 30.94140 |  |  |  | -25.569793753579-11.1793915038464i | 27.9069 | 0.013626 | -37.3124 | -103.5376
838 | [5 empty] | 27.2537 | 1859 | 30.95805 |  |  |  | -12.7253094858645-19.3261148300329i | 23.1394 | 0.011299 | -38.9396 | -105.1648
1196 | [5 empty] | 27.2683 | 1860 | 30.97470 |  |  |  | 12.2482538433456+14.9885771733287i | 19.3566 | 0.0094515 | -40.49 | -106.7153
1599 | [5 empty] | 27.283 | 1861 | 30.99136 |  |  |  | 29.208992697164-35.5619869674129i | 46.0198 | 0.022471 | -32.9677 | -99.193
2025 | [5 empty] | 27.2977 | 1862 | 31.00801 |  |  |  | 34.9544357000969-2.44073714298835i | 35.0395 | 0.017109 | -35.3354 | -101.5607
2452 | [5 empty] | 27.3123 | 1863 | 31.02466 |  |  |  | -8.00126074796336+18.0499050554306i | 19.7438 | 0.0096405 | -40.318 | -106.5432
2862 | [5 empty] | 27.327 | 1864 | 31.04132 |  |  |  | 9.8906603739599-7.09717706184737i | 12.1735 | 0.0059441 | -44.5183 | -110.7435
3234 | [5 empty] | 27.3416 | 1865 | 31.05797 |  |  |  | -1.10809631454326-50.0755767718334i | 50.0878 | 0.024457 | -32.232 | -98.4572
3550 | [5 empty] | 27.3563 | 1866 | 31.07462 |  |  |  | 22.5242813807203+4.50047693734964i | 22.9695 | 0.011216 | -39.0036 | -105.2288
3792 | [5 empty] | 27.371 | 1867 | 31.09128 |  |  |  | 20.8086965241988+14.8486754783399i | 25.5634 | 0.012482 | -38.0742 | -104.2995
3950 | [5 empty] | 27.3856 | 1868 | 31.10793 |  |  |  | -13.0147222533006+25.8837528478373i | 28.9716 | 0.014146 | -36.9872 | -103.2124
4017 | [5 empty] | 27.4003 | 1869 | 31.12458 |  |  |  | 7.853431786508+20.5534623977553i | 22.0028 | 0.010744 | -39.3771 | -105.6023
3989 | [5 empty] | 27.4149 | 1870 | 31.14124 |  |  |  | 10.6795520595055+8.82740581923329i | 13.8555 | 0.0067654 | -43.3941 | -109.6194
3868 | [5 empty] | 27.4296 | 1871 | 31.15789 |  |  |  | 18.6274599077422+30.4142584907486i | 35.6652 | 0.017415 | -35.1817 | -101.4069
3658 | [5 empty] | 27.4443 | 1872 | 31.17454 |  |  |  | 9.03049940301748-0.264904709214388i | 9.0344 | 0.0044113 | -47.1086 | -113.3339
3371 | [5 empty] | 27.4589 | 1873 | 31.19119 |  |  |  | 16.7726607203861-22.4400151824126i | 28.0156 | 0.01368 | -37.2786 | -103.5038
3021 | [5 empty] | 27.4736 | 1874 | 31.20785 |  |  |  | -13.5074582348403+23.9834426443297i | 27.5256 | 0.01344 | -37.4319 | -103.6571
2623 | [5 empty] | 27.4883 | 1875 | 31.22450 |  |  |  | -6.10434315584453-1.32943255091599i | 6.2474 | 0.0030505 | -50.3126 | -116.5378
2198 | [5 empty] | 27.5029 | 1876 | 31.24115 |  |  |  | 12.5723000208859+25.5853949274174i | 28.5075 | 0.01392 | -37.1274 | -103.3527
1771 | [5 empty] | 27.5176 | 1877 | 31.25781 |  |  |  | -3.02425508016939+3.66982249431516i | 4.7554 | 0.002322 | -52.6829 | -118.9081
1356 | [5 empty] | 27.5322 | 1878 | 31.27446 |  |  |  | -39.3834502528343+10.8017009349076i | 40.8379 | 0.01994 | -34.0053 | -100.2306
979 | [5 empty] | 27.5469 | 1879 | 31.29111 |  |  |  | 24.7915421798674+14.3302781225858i | 28.6352 | 0.013982 | -37.0886 | -103.3138
654 | [5 empty] | 27.5616 | 1880 | 31.30777 |  |  |  | 15.4191962942259-1.45563613648355i | 15.4878 | 0.0075624 | -42.4268 | -108.6521
403 | [5 empty] | 27.5762 | 1881 | 31.32442 |  |  |  | -11.6338834375791-3.20825464606171i | 12.0681 | 0.0058926 | -44.5938 | -110.819
233 | [5 empty] | 27.5909 | 1882 | 31.34107 |  |  |  | -38.9949016885727+30.0815220641722i | 49.2494 | 0.024048 | -32.3786 | -98.6038
153 | [5 empty] | 27.6055 | 1883 | 31.35773 |  |  |  | -0.307845117772166+40.2220382178442i | 40.2232 | 0.01964 | -34.1371 | -100.3623
170 | [5 empty] | 27.6202 | 1884 | 31.37438 |  |  |  | -6.18824764382057+57.0940807838829i | 57.4285 | 0.028041 | -31.0441 | -97.2693
281 | [5 empty] | 27.6349 | 1885 | 31.39103 |  |  |  | -46.8132648002966+252.05007664578i | 256.3605 | 0.12518 | -18.0496 | -84.2748
480 | [5 empty] | 27.6495 | 1886 | 31.40768 |  |  |  | -28.8191527417972+17.2344033545209i | 33.5793 | 0.016396 | -35.7052 | -101.9304
758 | [5 empty] | 27.6642 | 1887 | 31.42434 |  |  |  | -32.0486649348385-45.8676371436336i | 55.955 | 0.027322 | -31.2698 | -97.4951
1103 | [5 empty] | 27.6788 | 1888 | 31.44099 |  |  |  | 18.9046612034659+10.3865390814771i | 21.57 | 0.010532 | -39.5496 | -105.7748
1494 | [5 empty] | 27.6935 | 1889 | 31.45764 |  |  |  | -10.3098574824535+3.30914730697224i | 10.8279 | 0.0052871 | -45.5357 | -111.761
1917 | [5 empty] | 27.7082 | 1890 | 31.47430 |  |  |  | 9.72851699701759-57.1539269177261i | 57.976 | 0.028309 | -30.9616 | -97.1869
2347 | [5 empty] | 27.7228 | 1891 | 31.49095 |  |  |  | 9.62923278672308+3.70129124229226i | 10.3161 | 0.0050372 | -45.9563 | -112.1815
2763 | [5 empty] | 27.7375 | 1892 | 31.50760 |  |  |  | 30.0598680980411+17.1227835150524i | 34.5946 | 0.016892 | -35.4464 | -101.6717
3148 | [5 empty] | 27.7521 | 1893 | 31.52426 |  |  |  | -67.8877109502754+17.1472350553491i | 70.0198 | 0.034189 | -29.3222 | -95.5474
3479 | [5 empty] | 27.7668 | 1894 | 31.54091 |  |  |  | 5.9084789984956+7.03638332443352i | 9.1881 | 0.0044864 | -46.9621 | -113.1874
3740 | [5 empty] | 27.7815 | 1895 | 31.55756 |  |  |  | 15.1144207352949-45.3638138815637i | 47.8155 | 0.023347 | -32.6352 | -98.8605
3921 | [5 empty] | 27.7961 | 1896 | 31.57422 |  |  |  | -23.3845865886901+5.46309969093205i | 24.0143 | 0.011726 | -38.6172 | -104.8425
4009 | [5 empty] | 27.8108 | 1897 | 31.59087 |  |  |  | -4.75513875383317+17.7444545728293i | 18.3705 | 0.00897 | -40.9442 | -107.1694
4005 | [5 empty] | 27.8254 | 1898 | 31.60752 |  |  |  | -55.1890861360275-0.51304864436165i | 55.1915 | 0.026949 | -31.3892 | -97.6144
3906 | [5 empty] | 27.8401 | 1899 | 31.62417 |  |  |  | -42.4132714621317-25.4835437652535i | 49.4803 | 0.02416 | -32.338 | -98.5632
3717 | [5 empty] | 27.8548 | 1900 | 31.64083 |  |  |  | -15.5229645835126-34.9531130047307i | 38.245 | 0.018674 | -34.5751 | -100.8003
3448 | [5 empty] | 27.8694 | 1901 | 31.65748 |  |  |  | -7.32608954685979+22.5138925261794i | 23.6759 | 0.01156 | -38.7405 | -104.9657
3112 | [5 empty] | 27.8841 | 1902 | 31.67413 |  |  |  | -0.568425474192591-1.42988180271681i | 1.5387 | 0.00075133 | -62.4834 | -128.7086
2726 | [5 empty] | 27.8987 | 1903 | 31.69079 |  |  |  | 36.7235868086573-21.831022403203i | 42.7225 | 0.020861 | -33.6135 | -99.8387
2307 | [5 empty] | 27.9134 | 1904 | 31.70744 |  |  |  | 33.258190445949+5.09733742385965i | 33.6465 | 0.016429 | -35.6878 | -101.913
1876 | [5 empty] | 27.9281 | 1905 | 31.72409 |  |  |  | 24.0506424683746-11.2846859360107i | 26.5665 | 0.012972 | -37.7399 | -103.9652
1456 | [5 empty] | 27.9427 | 1906 | 31.74075 |  |  |  | -4.53757014630851+5.06970260409349i | 6.8038 | 0.0033222 | -49.5716 | -115.7968
1068 | [5 empty] | 27.9574 | 1907 | 31.75740 |  |  |  | -3.82313074462314-3.58483821447052i | 5.2409 | 0.0025591 | -51.8384 | -118.0637
728 | [5 empty] | 27.972 | 1908 | 31.77405 |  |  |  | -20.670950791038+34.6309752836659i | 40.331 | 0.019693 | -34.1138 | -100.3391
458 | [5 empty] | 27.9867 | 1909 | 31.79071 |  |  |  | -24.8806444027724-31.0885505937251i | 39.8189 | 0.019443 | -34.2248 | -100.4501
266 | [5 empty] | 28.0014 | 1910 | 31.80736 |  |  |  | -4.0799305787867+29.2756485521237i | 29.5586 | 0.014433 | -36.8129 | -103.0382
164 | [5 empty] | 28.016 | 1911 | 31.82401 |  |  |  | -0.321075590376189+10.2156223698487i | 10.2207 | 0.0049906 | -46.037 | -112.2623
157 | [5 empty] | 28.0307 | 1912 | 31.84066 |  |  |  | 22.6411880376404-1.70022352985484i | 22.7049 | 0.011086 | -39.1042 | -105.3294
245 | [5 empty] | 28.0453 | 1913 | 31.85732 |  |  |  | -4.93281540289811+39.7580976159296i | 40.0629 | 0.019562 | -34.1717 | -100.397
423 | [5 empty] | 28.06 | 1914 | 31.87397 |  |  |  | 18.6356188869439+14.1879807150702i | 23.4219 | 0.011436 | -38.8342 | -105.0594
681 | [5 empty] | 28.0747 | 1915 | 31.89062 |  |  |  | 2.13038948491794-39.4677748657861i | 39.5252 | 0.019299 | -34.2891 | -100.5144
1012 | [5 empty] | 28.0893 | 1916 | 31.90728 |  |  |  | -3.20321254154738-42.7136903853775i | 42.8336 | 0.020915 | -33.5909 | -99.8162
1393 | [5 empty] | 28.104 | 1917 | 31.92393 |  |  |  | -22.1319575905622-17.295054521736i | 28.0881 | 0.013715 | -37.2561 | -103.4814
1811 | [5 empty] | 28.1186 | 1918 | 31.94058 |  |  |  | 21.8303091541497+21.0757222150855i | 30.3438 | 0.014816 | -36.5852 | -102.8104
2240 | [5 empty] | 28.1333 | 1919 | 31.95724 |  |  |  | 12.0661906153607-46.9499228958758i | 48.4756 | 0.02367 | -32.5161 | -98.7414
2662 | [5 empty] | 28.148 | 1920 | 31.97389 |  |  |  | -12.1022038832957-17.6500405223776i | 21.4006 | 0.01045 | -39.6181 | -105.8433
3057 | [5 empty] | 28.1626 | 1921 | 31.99054 |  |  |  | -250.953660825908-105.101739888769i | 272.0737 | 0.13285 | -17.5329 | -83.7581
3403 | [5 empty] | 28.1773 | 1922 | 32.00719 |  |  |  | 20.4349287291881+14.947554296751i | 25.3183 | 0.012362 | -38.1579 | -104.3832
3683 | [5 empty] | 28.1919 | 1923 | 32.02385 |  |  |  | -48.3594115952402-55.2846391054921i | 73.4508 | 0.035865 | -28.9067 | -95.1319
3884 | [5 empty] | 28.2066 | 1924 | 32.04050 |  |  |  | -27.9587603738373+12.2436701109979i | 30.5221 | 0.014903 | -36.5343 | -102.7596
3996 | [5 empty] | 28.2213 | 1925 | 32.05715 |  |  |  | -18.6913113527129+17.6103056654797i | 25.6805 | 0.012539 | -38.0345 | -104.2598
4016 | [5 empty] | 28.2359 | 1926 | 32.07381 |  |  |  | 38.730009138104+27.5610606613937i | 47.5355 | 0.023211 | -32.6862 | -98.9115
3940 | [5 empty] | 28.2506 | 1927 | 32.09046 |  |  |  | 26.4812666501619-3.78085286268581i | 26.7498 | 0.013061 | -37.6802 | -103.9054
3772 | [5 empty] | 28.2653 | 1928 | 32.10711 |  |  |  | -4.09604490285972-51.2110435413541i | 51.3746 | 0.025085 | -32.0116 | -98.2369
3522 | [5 empty] | 28.2799 | 1929 | 32.12377 |  |  |  | -26.762323025749+13.9623767815294i | 30.1856 | 0.014739 | -36.6306 | -102.8559
3200 | [5 empty] | 28.2946 | 1930 | 32.14042 |  |  |  | -26.88276726182+10.9279616762687i | 29.019 | 0.014169 | -36.9729 | -103.1982
2826 | [5 empty] | 28.3092 | 1931 | 32.15707 |  |  |  | 8.7823259487697-19.4978971970184i | 21.3845 | 0.010442 | -39.6246 | -105.8499
2411 | [5 empty] | 28.3239 | 1932 | 32.17373 |  |  |  | -26.8708794825169+38.8518451209348i | 47.2389 | 0.023066 | -32.7406 | -98.9659
1983 | [5 empty] | 28.3386 | 1933 | 32.19038 |  |  |  | -4.35896299874367-13.249154563653i | 13.9478 | 0.0068104 | -43.3365 | -109.5617
1559 | [5 empty] | 28.3532 | 1934 | 32.20703 |  |  |  | -0.393164393027767+14.0634817855232i | 14.069 | 0.0068696 | -43.2613 | -109.4866
1160 | [5 empty] | 28.3679 | 1935 | 32.22368 |  |  |  | 42.334283392077-14.455417591456i | 44.7342 | 0.021843 | -33.2138 | -99.4391
808 | [5 empty] | 28.3825 | 1936 | 32.24034 |  |  |  | 19.7862700013931+5.22961115168602i | 20.4657 | 0.009993 | -40.0061 | -106.2313
518 | [5 empty] | 28.3972 | 1937 | 32.25699 |  |  |  | -43.267549112307-5.83416586840191i | 43.6591 | 0.021318 | -33.4251 | -99.6504
305 | [5 empty] | 28.4119 | 1938 | 32.27364 |  |  |  | 23.5745567359079+40.1346134645987i | 46.5462 | 0.022728 | -32.8689 | -99.0942
180 | [5 empty] | 28.4265 | 1939 | 32.29030 |  |  |  | 37.1892430428992+2.35857470562816i | 37.264 | 0.018195 | -34.8008 | -101.0261
149 | [5 empty] | 28.4412 | 1940 | 32.30695 |  |  |  | -22.0308080633196-54.5226039059155i | 58.8054 | 0.028714 | -30.8383 | -97.0635
214 | [5 empty] | 28.4558 | 1941 | 32.32360 |  |  |  | -0.200158762695597-35.2648443324959i | 35.2654 | 0.017219 | -35.2796 | -101.5049
370 | [5 empty] | 28.4705 | 1942 | 32.34026 |  |  |  | -16.5574432348101-38.0661689833834i | 41.5112 | 0.020269 | -33.8633 | -100.0885
611 | [5 empty] | 28.4852 | 1943 | 32.35691 |  |  |  | -21.3340462548106-8.9262398744904i | 23.1262 | 0.011292 | -38.9445 | -105.1698
925 | [5 empty] | 28.4998 | 1944 | 32.37356 |  |  |  | 51.8151425353875-15.8335763448207i | 54.1804 | 0.026455 | -31.5498 | -97.775
1296 | [5 empty] | 28.5145 | 1945 | 32.39022 |  |  |  | 14.1163953869443+12.8878335798703i | 19.1146 | 0.0093333 | -40.5993 | -106.8245
1706 | [5 empty] | 28.5291 | 1946 | 32.40687 |  |  |  | -41.2845458633598+10.8986202171779i | 42.6989 | 0.020849 | -33.6183 | -99.8435
2134 | [5 empty] | 28.5438 | 1947 | 32.42352 |  |  |  | -11.7779955598415-20.3318943271636i | 23.497 | 0.011473 | -38.8064 | -105.0316
2560 | [5 empty] | 28.5585 | 1948 | 32.44017 |  |  |  | 10.0759235250555+3.68720905822751i | 10.7294 | 0.005239 | -45.6151 | -111.8404
2962 | [5 empty] | 28.5731 | 1949 | 32.45683 |  |  |  | -14.9758295054375+0.19590433011088i | 14.9771 | 0.007313 | -42.718 | -108.9433
3322 | [5 empty] | 28.5878 | 1950 | 32.47348 |  |  |  | 32.4678074943184+9.26035053285632i | 33.7626 | 0.016486 | -35.6579 | -101.8831
3619 | [5 empty] | 28.6024 | 1951 | 32.49013 |  |  |  | 28.1287402272954+29.2548184132522i | 40.5841 | 0.019816 | -34.0595 | -100.2847
3841 | [5 empty] | 28.6171 | 1952 | 32.50679 |  |  |  | -21.8693915349738+24.9687466154442i | 33.192 | 0.016207 | -35.8059 | -102.0312
3977 | [5 empty] | 28.6318 | 1953 | 32.52344 |  |  |  | 17.3477771857935+2.3879578632394i | 17.5114 | 0.0085505 | -41.3602 | -107.5855
4019 | [5 empty] | 28.6464 | 1954 | 32.54009 |  |  |  | 19.2841517867448-24.5385242117743i | 31.2093 | 0.015239 | -36.3409 | -102.5662
3967 | [5 empty] | 28.6611 | 1955 | 32.55675 |  |  |  | -12.0577490912789+28.797612908469i | 31.2201 | 0.015244 | -36.3379 | -102.5632
3823 | [5 empty] | 28.6757 | 1956 | 32.57340 |  |  |  | 3.72576640972871+41.4028022469292i | 41.5701 | 0.020298 | -33.851 | -100.0762
3592 | [5 empty] | 28.6904 | 1957 | 32.59005 |  |  |  | -29.6347289109056+76.7451581488087i | 82.2681 | 0.04017 | -27.922 | -94.1472
3287 | [5 empty] | 28.7051 | 1958 | 32.60671 |  |  |  | -46.0858623275278-85.6001501843081i | 97.2178 | 0.04747 | -26.4717 | -92.6969
2922 | [5 empty] | 28.7197 | 1959 | 32.62336 |  |  |  | 13.4968582401703-37.6777621394524i | 40.0222 | 0.019542 | -34.1806 | -100.4058
2517 | [5 empty] | 28.7344 | 1960 | 32.64001 |  |  |  | -2.3532176145516-25.1770148899991i | 25.2867 | 0.012347 | -38.1687 | -104.394
2089 | [5 empty] | 28.749 | 1961 | 32.65666 |  |  |  | -13.9074734350385-35.390340560494i | 38.0249 | 0.018567 | -34.6252 | -100.8505
1662 | [5 empty] | 28.7637 | 1962 | 32.67332 |  |  |  | 5.88414119155665+20.8795290312984i | 21.6928 | 0.010592 | -39.5003 | -105.7255
1255 | [5 empty] | 28.7784 | 1963 | 32.68997 |  |  |  | -43.9414332729806-33.1998735267737i | 55.0734 | 0.026891 | -31.4078 | -97.633
889 | [5 empty] | 28.793 | 1964 | 32.70662 |  |  |  | -1.40677815501303+21.3062685991734i | 21.3527 | 0.010426 | -39.6376 | -105.8628
583 | [5 empty] | 28.8077 | 1965 | 32.72328 |  |  |  | -45.871935158181+14.9375541568588i | 48.2428 | 0.023556 | -32.558 | -98.7832
349 | [5 empty] | 28.8223 | 1966 | 32.73993 |  |  |  | 90.732042549364+19.1897589220784i | 92.7392 | 0.045283 | -26.8813 | -93.1066
203 | [5 empty] | 28.837 | 1967 | 32.75658 |  |  |  | 5.00469443406985-11.801456472481i | 12.8188 | 0.0062592 | -44.0697 | -110.2949
148 | [5 empty] | 28.8517 | 1968 | 32.77324 |  |  |  | 20.3380976905749+35.1927082981138i | 40.6468 | 0.019847 | -34.0461 | -100.2713
189 | [5 empty] | 28.8663 | 1969 | 32.78989 |  |  |  | 32.6867815982873-27.4219171795698i | 42.666 | 0.020833 | -33.625 | -99.8502
323 | [5 empty] | 28.881 | 1970 | 32.80654 |  |  |  | 33.38586382181-12.3113572428648i | 35.5835 | 0.017375 | -35.2016 | -101.4269
545 | [5 empty] | 28.8956 | 1971 | 32.82320 |  |  |  | 5.75892256071463+6.78497842853257i | 8.8995 | 0.0043455 | -47.2393 | -113.4645
841 | [5 empty] | 28.9103 | 1972 | 32.83985 |  |  |  | 10.2515331845309+43.8160862849781i | 44.9994 | 0.021972 | -33.1625 | -99.3877
1199 | [5 empty] | 28.925 | 1973 | 32.85650 |  |  |  | -34.8419457833673+1.30379826849302i | 34.8663 | 0.017025 | -35.3785 | -101.6037
1602 | [5 empty] | 28.9396 | 1974 | 32.87315 |  |  |  | -9.96161626858815-0.200562465195464i | 9.9636 | 0.0048651 | -46.2582 | -112.4835
2029 | [5 empty] | 28.9543 | 1975 | 32.88981 |  |  |  | -1.58733319673822+19.4939754401298i | 19.5585 | 0.00955 | -40.3999 | -106.6251
2455 | [5 empty] | 28.969 | 1976 | 32.90646 |  |  |  | -3.64290994840791-40.3861555279671i | 40.5501 | 0.0198 | -34.0668 | -100.292
2865 | [5 empty] | 28.9836 | 1977 | 32.92311 |  |  |  | -5.76846368755299+23.1859941255942i | 23.8928 | 0.011666 | -38.6613 | -104.8865
3235 | [5 empty] | 28.9983 | 1978 | 32.93977 |  |  |  | 21.2117954933381+42.987931777403i | 47.9364 | 0.023406 | -32.6133 | -98.8385
3552 | [5 empty] | 29.0129 | 1979 | 32.95642 |  |  |  | -43.2989502710983+21.2660769674741i | 48.2395 | 0.023554 | -32.5586 | -98.7838
3794 | [5 empty] | 29.0276 | 1980 | 32.97307 |  |  |  | 49.9901117549833+27.4953657865388i | 57.0527 | 0.027858 | -31.1011 | -97.3263
3951 | [5 empty] | 29.0423 | 1981 | 32.98973 |  |  |  | -0.949838918716804-32.3044390709926i | 32.3184 | 0.01578 | -36.0376 | -102.2629
4017 | [5 empty] | 29.0569 | 1982 | 33.00638 |  |  |  | 29.7636584496728-0.866851872051733i | 29.7763 | 0.014539 | -36.7492 | -102.9744
3988 | [5 empty] | 29.0716 | 1983 | 33.02303 |  |  |  | 29.2237172687157+23.0181413145587i | 37.2003 | 0.018164 | -34.8157 | -101.0409
3867 | [5 empty] | 29.0862 | 1984 | 33.03969 |  |  |  | 15.9724411986661+0.363450129268048i | 15.9766 | 0.0078011 | -42.1569 | -108.3822
3656 | [5 empty] | 29.1009 | 1985 | 33.05634 |  |  |  | 2.22418555656977+12.2180167785764i | 12.4188 | 0.0060639 | -44.345 | -110.5702
3367 | [5 empty] | 29.1156 | 1986 | 33.07299 |  |  |  | -3.84232518828881-19.7121536069739i | 20.0831 | 0.0098062 | -40.17 | -106.3952
3019 | [5 empty] | 29.1302 | 1987 | 33.08964 |  |  |  | -5.32180704968524-1.8758723404906i | 5.6427 | 0.0027552 | -51.1968 | -117.422
2621 | [5 empty] | 29.1449 | 1988 | 33.10630 |  |  |  | 12.8672115458909-28.1437111866065i | 30.9457 | 0.01511 | -36.4146 | -102.6399
2195 | [5 empty] | 29.1595 | 1989 | 33.12295 |  |  |  | -23.8848142871948-7.83910309912133i | 25.1383 | 0.012275 | -38.2199 | -104.4451
1767 | [5 empty] | 29.1742 | 1990 | 33.13960 |  |  |  | -79.1038577519123+30.6026943870085i | 84.8171 | 0.041415 | -27.6569 | -93.8822
1352 | [5 empty] | 29.1889 | 1991 | 33.15626 |  |  |  | -14.8513154351381-37.359695842458i | 40.2033 | 0.019631 | -34.1414 | -100.3666
975 | [5 empty] | 29.2035 | 1992 | 33.17291 |  |  |  | 3.52197506029257-22.5065942135112i | 22.7805 | 0.011123 | -39.0753 | -105.3006
652 | [5 empty] | 29.2182 | 1993 | 33.18956 |  |  |  | -88.6116382529763+46.8503182485439i | 100.2346 | 0.048943 | -26.2062 | -92.4315
401 | [5 empty] | 29.2328 | 1994 | 33.20622 |  |  |  | -68.7945458913443+123.028883318975i | 140.9567 | 0.068827 | -23.2449 | -89.4701
231 | [5 empty] | 29.2475 | 1995 | 33.22287 |  |  |  | -90.6466365842485+52.6906098437417i | 104.848 | 0.051195 | -25.8154 | -92.0406
152 | [5 empty] | 29.2622 | 1996 | 33.23952 |  |  |  | 42.8350375825639-7.51739112727718i | 43.4897 | 0.021235 | -33.4589 | -99.6841
171 | [5 empty] | 29.2768 | 1997 | 33.25618 |  |  |  | -7.64742713377765-13.7819832165426i | 15.7615 | 0.0076961 | -42.2746 | -108.4999
282 | [5 empty] | 29.2915 | 1998 | 33.27283 |  |  |  | -8.71184788198008-8.47709053393691i | 12.1555 | 0.0059353 | -44.5311 | -110.7564
482 | [5 empty] | 29.3061 | 1999 | 33.28948 |  |  |  | 10.5567592489428-71.0920227588717i | 71.8716 | 0.035094 | -29.0955 | -95.3207
760 | [5 empty] | 29.3208 | 2000 | 33.30613 |  |  |  | 1.24360998562904-4.92129673592557i | 5.076 | 0.0024785 | -52.1162 | -118.3414
1105 | [5 empty] | 29.3355 | 2001 | 33.32279 |  |  |  | -26.0926032284242+23.6517154499309i | 35.2169 | 0.017196 | -35.2916 | -101.5168
1498 | [5 empty] | 29.3501 | 2002 | 33.33944 |  |  |  | 24.00377095477-3.60925828136166i | 24.2736 | 0.011852 | -38.5239 | -104.7492
1921 | [5 empty] | 29.3648 | 2003 | 33.35609 |  |  |  | 8.77257270515145-9.28562442135122i | 12.7742 | 0.0062374 | -44.0999 | -110.3252
2350 | [5 empty] | 29.3794 | 2004 | 33.37275 |  |  |  | -4.23106403908692-5.36135247209485i | 6.8298 | 0.0033349 | -49.5385 | -115.7637
2767 | [5 empty] | 29.3941 | 2005 | 33.38940 |  |  |  | -5.39246669782035+55.2594998564208i | 55.522 | 0.02711 | -31.3373 | -97.5625
3149 | [5 empty] | 29.4088 | 2006 | 33.40605 |  |  |  | 39.5443022497379+39.1253049933195i | 55.6286 | 0.027162 | -31.3206 | -97.5459
3480 | [5 empty] | 29.4234 | 2007 | 33.42271 |  |  |  | 28.8133133709145+15.1875511549623i | 32.571 | 0.015904 | -35.97 | -102.1952
3740 | [5 empty] | 29.4381 | 2008 | 33.43936 |  |  |  | 50.2648663430613+17.453741126401i | 53.2089 | 0.025981 | -31.7069 | -97.9322
3921 | [5 empty] | 29.4527 | 2009 | 33.45601 |  |  |  | -1.21879808023034+12.005800373514i | 12.0675 | 0.0058923 | -44.5942 | -110.8195
4009 | [5 empty] | 29.4674 | 2010 | 33.47266 |  |  |  | -8.96440843473755-0.923297967054477i | 9.0118 | 0.0044003 | -47.1303 | -113.3556
4004 | [5 empty] | 29.4821 | 2011 | 33.48932 |  |  |  | -20.148439717251-8.00395304724566i | 21.68 | 0.010586 | -39.5054 | -105.7307
3905 | [5 empty] | 29.4967 | 2012 | 33.50597 |  |  |  | -4.85326524839462-36.8246018242293i | 37.143 | 0.018136 | -34.829 | -101.0543
3716 | [5 empty] | 29.5114 | 2013 | 33.52262 |  |  |  | -28.22577210698-24.002922383558i | 37.0518 | 0.018092 | -34.8504 | -101.0757
3445 | [5 empty] | 29.526 | 2014 | 33.53928 |  |  |  | -29.4633434291657-43.2584939843034i | 52.3391 | 0.025556 | -31.8501 | -98.0753
3109 | [5 empty] | 29.5407 | 2015 | 33.55593 |  |  |  | -48.5138626900118-17.4823045388557i | 51.5677 | 0.02518 | -31.979 | -98.2043
2722 | [5 empty] | 29.5554 | 2016 | 33.57258 |  |  |  | -2.89187116679429+34.2888900299745i | 34.4106 | 0.016802 | -35.4927 | -101.718
2304 | [5 empty] | 29.57 | 2017 | 33.58924 |  |  |  | -43.8964202893151-7.77482530354672i | 44.5796 | 0.021767 | -33.2439 | -99.4691
1872 | [5 empty] | 29.5847 | 2018 | 33.60589 |  |  |  | -18.6872071880108+54.918372163081i | 58.0107 | 0.028326 | -30.9564 | -97.1817
1454 | [5 empty] | 29.5993 | 2019 | 33.62254 |  |  |  | -39.9482327353003-10.0643557808081i | 41.1965 | 0.020115 | -33.9294 | -100.1546
1066 | [5 empty] | 29.614 | 2020 | 33.63920 |  |  |  | -0.323264850993971-18.188045679039i | 18.1909 | 0.0088823 | -41.0295 | -107.2548
727 | [5 empty] | 29.6287 | 2021 | 33.65585 |  |  |  | 30.8063147158877+16.9725224680748i | 35.1724 | 0.017174 | -35.3026 | -101.5278
457 | [5 empty] | 29.6433 | 2022 | 33.67250 |  |  |  | -22.5658381349961-9.85894624664785i | 24.6255 | 0.012024 | -38.3989 | -104.6241
265 | [5 empty] | 29.658 | 2023 | 33.68915 |  |  |  | 9.24734637332045+4.59050483532826i | 10.3241 | 0.005041 | -45.9496 | -112.1748
163 | [5 empty] | 29.6726 | 2024 | 33.70581 |  |  |  | -46.5397920867795+9.45892591235953i | 47.4913 | 0.023189 | -32.6943 | -98.9196
157 | [5 empty] | 29.6873 | 2025 | 33.72246 |  |  |  | -6.13956326947464+22.934456577331i | 23.742 | 0.011593 | -38.7162 | -104.9415
246 | [5 empty] | 29.702 | 2026 | 33.73911 |  |  |  | 17.6904289313194+16.4628900764359i | 24.1656 | 0.0118 | -38.5626 | -104.7879
424 | [5 empty] | 29.7166 | 2027 | 33.75577 |  |  |  | -15.7267850613532+16.1374054954436i | 22.5333 | 0.011003 | -39.1701 | -105.3954
684 | [5 empty] | 29.7313 | 2028 | 33.77242 |  |  |  | -17.3274858809229-25.3084069459551i | 30.6718 | 0.014976 | -36.4918 | -102.7171
1016 | [5 empty] | 29.746 | 2029 | 33.78907 |  |  |  | 34.176557002428-58.2903061473978i | 67.5707 | 0.032993 | -29.6314 | -95.8567
1395 | [5 empty] | 29.7606 | 2030 | 33.80573 |  |  |  | 50.1404835285807+99.0989816661404i | 111.0616 | 0.054229 | -25.3153 | -91.5406
1815 | [5 empty] | 29.7753 | 2031 | 33.82238 |  |  |  | -32.9012419197055-11.9217906618424i | 34.9946 | 0.017087 | -35.3466 | -101.5718
2244 | [5 empty] | 29.7899 | 2032 | 33.83903 |  |  |  | -0.79269031315642+1.89618490974146i | 2.0552 | 0.0010035 | -59.9695 | -126.1947
2665 | [5 empty] | 29.8046 | 2033 | 33.85569 |  |  |  | 1.99553818325375-30.2666275985305i | 30.3323 | 0.014811 | -36.5885 | -102.8137
3059 | [5 empty] | 29.8193 | 2034 | 33.87234 |  |  |  | -67.8292479111153-14.0030867655638i | 69.2596 | 0.033818 | -29.417 | -95.6422
3404 | [5 empty] | 29.8339 | 2035 | 33.88899 |  |  |  | 3.03167867282724+11.3063190667285i | 11.7057 | 0.0057157 | -44.8586 | -111.0839
3683 | [5 empty] | 29.8486 | 2036 | 33.90564 |  |  |  | -22.6673409951263-24.3656989391203i | 33.2791 | 0.01625 | -35.7832 | -102.0084
3885 | [5 empty] | 29.8632 | 2037 | 33.92230 |  |  |  | -12.0480116889822-28.3888438397963i | 30.8396 | 0.015058 | -36.4444 | -102.6697
3996 | [5 empty] | 29.8779 | 2038 | 33.93895 |  |  |  | -13.955199750152+4.99372997025923i | 14.8218 | 0.0072372 | -42.8086 | -109.0338
4014 | [5 empty] | 29.8926 | 2039 | 33.95560 |  |  |  | -15.5379515471606-21.9091554083254i | 26.8596 | 0.013115 | -37.6446 | -103.8699
3938 | [5 empty] | 29.9072 | 2040 | 33.97226 |  |  |  | -47.6301787283074+13.5241648640271i | 49.513 | 0.024176 | -32.3322 | -98.5575
3770 | [5 empty] | 29.9219 | 2041 | 33.98891 |  |  |  | -22.7070550588759+52.424758755119i | 57.1311 | 0.027896 | -31.0891 | -97.3144
3521 | [5 empty] | 29.9365 | 2042 | 34.00556 |  |  |  | -50.3165287053978-27.5520955150175i | 57.3661 | 0.028011 | -31.0535 | -97.2787
3199 | [5 empty] | 29.9512 | 2043 | 34.02222 |  |  |  | -41.1639823638266-19.6450872015441i | 45.6114 | 0.022271 | -33.0451 | -99.2704
2822 | [5 empty] | 29.9659 | 2044 | 34.03887 |  |  |  | 9.89328794718008-2.68692177526084i | 10.2517 | 0.0050057 | -46.0107 | -112.236
2408 | [5 empty] | 29.9805 | 2045 | 34.05552 |  |  |  | 40.8603398064311+8.34230874179112i | 41.7033 | 0.020363 | -33.8232 | -100.0484
1980 | [5 empty] | 29.9952 | 2046 | 34.07218 |  |  |  | -52.4330591658888+20.4820850677436i | 56.2916 | 0.027486 | -31.2177 | -97.443
1557 | [5 empty] | 30.0098 | 2047 | 34.08883 |  |  |  | 48.4525313550388-44.747472354374i | 65.9544 | 0.032204 | -29.8417 | -96.067
1157 | [5 empty] | 30.0245 | 2048 | 34.10548 |  |  |  | 37 | 37 | 0.018066 | -34.8626 | -101.0878
805 | [5 empty] | 30.0392 | 2049 | 34.12213 |  |  |  | 48.4525313550377+44.7474723543676i | 65.9544 | 0.032204 | -29.8417 | -96.067
518 | [5 empty] | 30.0538 | 2050 | 34.13879 |  |  |  | -52.4330591658895-20.4820850677431i | 56.2916 | 0.027486 | -31.2177 | -97.443
304 | [5 empty] | 30.0685 | 2051 | 34.15544 |  |  |  | 40.8603398064287-8.34230874178098i | 41.7033 | 0.020363 | -33.8232 | -100.0484
181 | [5 empty] | 30.0831 | 2052 | 34.17209 |  |  |  | 9.89328794717893+2.6869217752615i | 10.2517 | 0.0050057 | -46.0107 | -112.236
150 | [5 empty] | 30.0978 | 2053 | 34.18875 |  |  |  | -41.1639823638292+19.6450872015461i | 45.6114 | 0.022271 | -33.0451 | -99.2704
215 | [5 empty] | 30.1125 | 2054 | 34.20540 |  |  |  | -50.3165287053986+27.5520955150193i | 57.3661 | 0.028011 | -31.0535 | -97.2787
371 | [5 empty] | 30.1271 | 2055 | 34.22205 |  |  |  | -22.7070550588651-52.4247587550898i | 57.1311 | 0.027896 | -31.0891 | -97.3144
614 | [5 empty] | 30.1418 | 2056 | 34.23871 |  |  |  | -47.6301787283092-13.5241648640265i | 49.513 | 0.024176 | -32.3322 | -98.5575
928 | [5 empty] | 30.1564 | 2057 | 34.25536 |  |  |  | -15.537951547146+21.9091554083355i | 26.8596 | 0.013115 | -37.6446 | -103.8699
1299 | [5 empty] | 30.1711 | 2058 | 34.27201 |  |  |  | -13.9551997501522-4.99372997025973i | 14.8218 | 0.0072372 | -42.8086 | -109.0338
1708 | [5 empty] | 30.1858 | 2059 | 34.28867 |  |  |  | -12.0480116889954+28.3888438398107i | 30.8396 | 0.015058 | -36.4444 | -102.6697
2137 | [5 empty] | 30.2004 | 2060 | 34.30532 |  |  |  | -22.667340995126+24.3656989391213i | 33.2791 | 0.01625 | -35.7832 | -102.0084
2563 | [5 empty] | 30.2151 | 2061 | 34.32197 |  |  |  | 3.03167867282603-11.3063190667323i | 11.7057 | 0.0057157 | -44.8586 | -111.0839
2966 | [5 empty] | 30.2297 | 2062 | 34.33862 |  |  |  | -67.8292479111176+14.0030867655644i | 69.2596 | 0.033818 | -29.417 | -95.6422
3324 | [5 empty] | 30.2444 | 2063 | 34.35528 |  |  |  | 1.99553818319949+30.2666275985733i | 30.3323 | 0.014811 | -36.5885 | -102.8137
3621 | [5 empty] | 30.2591 | 2064 | 34.37193 |  |  |  | -0.792690313155681-1.89618490974131i | 2.0552 | 0.0010035 | -59.9695 | -126.1947
3842 | [5 empty] | 30.2737 | 2065 | 34.38858 |  |  |  | -32.9012419194874+11.9217906617903i | 34.9946 | 0.017087 | -35.3466 | -101.5718
3976 | [5 empty] | 30.2884 | 2066 | 34.40524 |  |  |  | 50.1404835285813-99.0989816661422i | 111.0616 | 0.054229 | -25.3153 | -91.5406
4020 | [5 empty] | 30.303 | 2067 | 34.42189 |  |  |  | 34.1765570024331+58.2903061473688i | 67.5707 | 0.032993 | -29.6314 | -95.8567
3966 | [5 empty] | 30.3177 | 2068 | 34.43854 |  |  |  | -17.3274858809236+25.3084069459559i | 30.6718 | 0.014976 | -36.4918 | -102.7171
3822 | [5 empty] | 30.3324 | 2069 | 34.45520 |  |  |  | -15.7267850613382-16.1374054954385i | 22.5333 | 0.011003 | -39.1701 | -105.3954
3590 | [5 empty] | 30.347 | 2070 | 34.47185 |  |  |  | 17.6904289313195-16.4628900764357i | 24.1656 | 0.0118 | -38.5626 | -104.7879
3285 | [5 empty] | 30.3617 | 2071 | 34.48850 |  |  |  | -6.13956326945694-22.9344565773248i | 23.742 | 0.011593 | -38.7162 | -104.9415
2919 | [5 empty] | 30.3763 | 2072 | 34.50516 |  |  |  | -46.5397920867799-9.45892591235911i | 47.4913 | 0.023189 | -32.6943 | -98.9196
2514 | [5 empty] | 30.391 | 2073 | 34.52181 |  |  |  | 9.24734637334019-4.59050483531813i | 10.3241 | 0.005041 | -45.9496 | -112.1748
2087 | [5 empty] | 30.4057 | 2074 | 34.53846 |  |  |  | -22.565838134997+9.85894624664962i | 24.6255 | 0.012024 | -38.3989 | -104.6241
1659 | [5 empty] | 30.4203 | 2075 | 34.55511 |  |  |  | 30.8063147158843-16.9725224680741i | 35.1724 | 0.017174 | -35.3026 | -101.5278
1252 | [5 empty] | 30.435 | 2076 | 34.57177 |  |  |  | -0.323264850994237+18.18804567904i | 18.1909 | 0.0088823 | -41.0295 | -107.2548
888 | [5 empty] | 30.4497 | 2077 | 34.58842 |  |  |  | -39.9482327352961+10.0643557808081i | 41.1965 | 0.020115 | -33.9294 | -100.1546
581 | [5 empty] | 30.4643 | 2078 | 34.60507 |  |  |  | -18.6872071880108-54.9183721630817i | 58.0107 | 0.028326 | -30.9564 | -97.1817
349 | [5 empty] | 30.479 | 2079 | 34.62173 |  |  |  | -43.8964202893386+7.77482530356238i | 44.5796 | 0.021767 | -33.2439 | -99.4691
203 | [5 empty] | 30.4936 | 2080 | 34.63838 |  |  |  | -2.89187116679544-34.288890029976i | 34.4106 | 0.016802 | -35.4927 | -101.718
148 | [5 empty] | 30.5083 | 2081 | 34.65503 |  |  |  | -48.5138626899829+17.4823045388452i | 51.5677 | 0.02518 | -31.979 | -98.2043
190 | [5 empty] | 30.523 | 2082 | 34.67169 |  |  |  | -29.4633434291669+43.2584939843032i | 52.3391 | 0.025556 | -31.8501 | -98.0753
324 | [5 empty] | 30.5376 | 2083 | 34.68834 |  |  |  | -28.22577210698+24.0029223835641i | 37.0518 | 0.018092 | -34.8504 | -101.0757
546 | [5 empty] | 30.5523 | 2084 | 34.70499 |  |  |  | -4.85326524839611+36.8246018242327i | 37.143 | 0.018136 | -34.829 | -101.0543
844 | [5 empty] | 30.5669 | 2085 | 34.72164 |  |  |  | -20.1484397172502+8.00395304724542i | 21.68 | 0.010586 | -39.5054 | -105.7307
1201 | [5 empty] | 30.5816 | 2086 | 34.73830 |  |  |  | -8.96440843473814+0.92329796705382i | 9.0118 | 0.0044003 | -47.1303 | -113.3556
1605 | [5 empty] | 30.5963 | 2087 | 34.75495 |  |  |  | -1.21879808022675-12.0058003734971i | 12.0675 | 0.0058923 | -44.5942 | -110.8195
2030 | [5 empty] | 30.6109 | 2088 | 34.77160 |  |  |  | 50.2648663430618-17.4537411264016i | 53.2089 | 0.025981 | -31.7069 | -97.9322
2459 | [5 empty] | 30.6256 | 2089 | 34.78826 |  |  |  | 28.8133133709245-15.1875511549701i | 32.571 | 0.015904 | -35.97 | -102.1952
2869 | [5 empty] | 30.6402 | 2090 | 34.80491 |  |  |  | 39.5443022497386-39.1253049933194i | 55.6286 | 0.027162 | -31.3206 | -97.5459
3239 | [5 empty] | 30.6549 | 2091 | 34.82156 |  |  |  | -5.39246669782193-55.2594998564228i | 55.522 | 0.02711 | -31.3373 | -97.5625
3553 | [5 empty] | 30.6696 | 2092 | 34.83822 |  |  |  | -4.23106403908755+5.36135247209519i | 6.8298 | 0.0033349 | -49.5385 | -115.7637
3795 | [5 empty] | 30.6842 | 2093 | 34.85487 |  |  |  | 8.77257270515707+9.285624421361i | 12.7742 | 0.0062374 | -44.0999 | -110.3252
3952 | [5 empty] | 30.6989 | 2094 | 34.87152 |  |  |  | 24.0037709547702+3.60925828136128i | 24.2736 | 0.011852 | -38.5239 | -104.7492
4017 | [5 empty] | 30.7135 | 2095 | 34.88818 |  |  |  | -26.0926032285609-23.6517154498603i | 35.2169 | 0.017196 | -35.2916 | -101.5168
3988 | [5 empty] | 30.7282 | 2096 | 34.90483 |  |  |  | 1.2436099856283+4.92129673592526i | 5.076 | 0.0024785 | -52.1162 | -118.3414
3866 | [5 empty] | 30.7429 | 2097 | 34.92148 |  |  |  | 10.5567592490058+71.0920227589276i | 71.8716 | 0.035094 | -29.0955 | -95.3207
3655 | [5 empty] | 30.7575 | 2098 | 34.93813 |  |  |  | -8.71184788198034+8.47709053393718i | 12.1555 | 0.0059353 | -44.5311 | -110.7564
3367 | [5 empty] | 30.7722 | 2099 | 34.95479 |  |  |  | -7.64742713377419+13.7819832165529i | 15.7615 | 0.0076961 | -42.2746 | -108.4999
3016 | [5 empty] | 30.7868 | 2100 | 34.97144 |  |  |  | 42.8350375825652+7.51739112727665i | 43.4897 | 0.021235 | -33.4589 | -99.6841
2617 | [5 empty] | 30.8015 | 2101 | 34.98809 |  |  |  | -90.6466365842464-52.6906098437428i | 104.848 | 0.051195 | -25.8154 | -92.0406
2192 | [5 empty] | 30.8162 | 2102 | 35.00475 |  |  |  | -68.7945458913466-123.028883318977i | 140.9567 | 0.068827 | -23.2449 | -89.4701
1765 | [5 empty] | 30.8308 | 2103 | 35.02140 |  |  |  | -88.6116382529749-46.850318248537i | 100.2346 | 0.048943 | -26.2062 | -92.4315
1350 | [5 empty] | 30.8455 | 2104 | 35.03805 |  |  |  | 3.52197506029307+22.5065942135123i | 22.7805 | 0.011123 | -39.0753 | -105.3006
973 | [5 empty] | 30.8601 | 2105 | 35.05471 |  |  |  | -14.8513154351166+37.3596958424839i | 40.2033 | 0.019631 | -34.1414 | -100.3666
651 | [5 empty] | 30.8748 | 2106 | 35.07136 |  |  |  | -79.1038577519141-30.6026943870084i | 84.8171 | 0.041415 | -27.6569 | -93.8822
399 | [5 empty] | 30.8895 | 2107 | 35.08801 |  |  |  | -23.8848142871933+7.83910309913369i | 25.1383 | 0.012275 | -38.2199 | -104.4451
230 | [5 empty] | 30.9041 | 2108 | 35.10467 |  |  |  | 12.8672115458906+28.1437111866069i | 30.9457 | 0.01511 | -36.4146 | -102.6399
152 | [5 empty] | 30.9188 | 2109 | 35.12132 |  |  |  | -5.32180704968938+1.87587234049218i | 5.6427 | 0.0027552 | -51.1968 | -117.422
170 | [5 empty] | 30.9334 | 2110 | 35.13797 |  |  |  | -3.84232518828919+19.7121536069746i | 20.0831 | 0.0098062 | -40.17 | -106.3952
283 | [5 empty] | 30.9481 | 2111 | 35.15462 |  |  |  | 2.22418555655282-12.2180167785504i | 12.4188 | 0.0060639 | -44.345 | -110.5702
484 | [5 empty] | 30.9628 | 2112 | 35.17128 |  |  |  | 15.9724411986663-0.36345012926816i | 15.9766 | 0.0078011 | -42.1569 | -108.3822
763 | [5 empty] | 30.9774 | 2113 | 35.18793 |  |  |  | 29.2237172687013-23.0181413145441i | 37.2003 | 0.018164 | -34.8157 | -101.0409
1109 | [5 empty] | 30.9921 | 2114 | 35.20458 |  |  |  | 29.7636584496731+0.86685187205229i | 29.7763 | 0.014539 | -36.7492 | -102.9744
1502 | [5 empty] | 31.0067 | 2115 | 35.22124 |  |  |  | -0.949838918719653+32.3044390709962i | 32.3184 | 0.01578 | -36.0376 | -102.2629
1923 | [5 empty] | 31.0214 | 2116 | 35.23789 |  |  |  | 49.9901117549846-27.4953657865396i | 57.0527 | 0.027858 | -31.1011 | -97.3263
2353 | [5 empty] | 31.0361 | 2117 | 35.25454 |  |  |  | -43.2989502710851-21.2660769674693i | 48.2395 | 0.023554 | -32.5586 | -98.7838
2771 | [5 empty] | 31.0507 | 2118 | 35.27120 |  |  |  | 21.2117954933392-42.9879317774037i | 47.9364 | 0.023406 | -32.6133 | -98.8385
3152 | [5 empty] | 31.0654 | 2119 | 35.28785 |  |  |  | -5.76846368755832-23.185994125587i | 23.8928 | 0.011666 | -38.6613 | -104.8865
3483 | [5 empty] | 31.08 | 2120 | 35.30450 |  |  |  | -3.64290994840796+40.3861555279685i | 40.5501 | 0.0198 | -34.0668 | -100.292
3743 | [5 empty] | 31.0947 | 2121 | 35.32116 |  |  |  | -1.58733319671929-19.493975440119i | 19.5585 | 0.00955 | -40.3999 | -106.6251
3923 | [5 empty] | 31.1094 | 2122 | 35.33781 |  |  |  | -9.96161626858851+0.200562465195533i | 9.9636 | 0.0048651 | -46.2582 | -112.4835
4011 | [5 empty] | 31.124 | 2123 | 35.35446 |  |  |  | -34.8419457833724-1.30379826848833i | 34.8663 | 0.017025 | -35.3785 | -101.6037
4004 | [5 empty] | 31.1387 | 2124 | 35.37111 |  |  |  | 10.2515331845311-43.8160862849787i | 44.9994 | 0.021972 | -33.1625 | -99.3877
3905 | [5 empty] | 31.1533 | 2125 | 35.38777 |  |  |  | 5.75892256072239-6.78497842852975i | 8.8995 | 0.0043455 | -47.2393 | -113.4645
3714 | [5 empty] | 31.168 | 2126 | 35.40442 |  |  |  | 33.3858638218102+12.3113572428647i | 35.5835 | 0.017375 | -35.2016 | -101.4269
3445 | [5 empty] | 31.1827 | 2127 | 35.42107 |  |  |  | 32.686781598223+27.4219171796308i | 42.666 | 0.020833 | -33.625 | -99.8502
3107 | [5 empty] | 31.1973 | 2128 | 35.43773 |  |  |  | 20.3380976905754-35.1927082981144i | 40.6468 | 0.019847 | -34.0461 | -100.2713
2718 | [5 empty] | 31.212 | 2129 | 35.45438 |  |  |  | 5.00469443421381+11.8014564725179i | 12.8188 | 0.0062592 | -44.0697 | -110.2949
2300 | [5 empty] | 31.2267 | 2130 | 35.47103 |  |  |  | 90.7320425493666-19.1897589220793i | 92.7392 | 0.045283 | -26.8813 | -93.1066
1871 | [5 empty] | 31.2413 | 2131 | 35.48769 |  |  |  | -45.8719351581945-14.937554156858i | 48.2428 | 0.023556 | -32.558 | -98.7832
1450 | [5 empty] | 31.256 | 2132 | 35.50434 |  |  |  | -1.40677815501284-21.3062685991729i | 21.3527 | 0.010426 | -39.6376 | -105.8628
1062 | [5 empty] | 31.2706 | 2133 | 35.52099 |  |  |  | -43.9414332729731+33.1998735267841i | 55.0734 | 0.026891 | -31.4078 | -97.633
725 | [5 empty] | 31.2853 | 2134 | 35.53765 |  |  |  | 5.8841411915569-20.8795290312998i | 21.6928 | 0.010592 | -39.5003 | -105.7255
455 | [5 empty] | 31.3 | 2135 | 35.55430 |  |  |  | -13.9074734350428+35.3903405604763i | 38.0249 | 0.018567 | -34.6252 | -100.8505
263 | [5 empty] | 31.3146 | 2136 | 35.57095 |  |  |  | -2.35321761455204+25.1770148900004i | 25.2867 | 0.012347 | -38.1687 | -104.394
163 | [5 empty] | 31.3293 | 2137 | 35.58760 |  |  |  | 13.4968582401846+37.677762139468i | 40.0222 | 0.019542 | -34.1806 | -100.4058
157 | [5 empty] | 31.3439 | 2138 | 35.60426 |  |  |  | -46.0858623275282+85.6001501843105i | 97.2178 | 0.04747 | -26.4717 | -92.6969
247 | [5 empty] | 31.3586 | 2139 | 35.62091 |  |  |  | -29.6347289109071-76.7451581487968i | 82.2681 | 0.04017 | -27.922 | -94.1472
424 | [5 empty] | 31.3733 | 2140 | 35.63756 |  |  |  | 3.72576640972805-41.4028022469295i | 41.5701 | 0.020298 | -33.851 | -100.0762
686 | [5 empty] | 31.3879 | 2141 | 35.65422 |  |  |  | -12.0577490912919-28.7976129084649i | 31.2201 | 0.015244 | -36.3379 | -102.5632
1019 | [5 empty] | 31.4026 | 2142 | 35.67087 |  |  |  | 19.2841517867444+24.5385242117751i | 31.2093 | 0.015239 | -36.3409 | -102.5662
1398 | [5 empty] | 31.4172 | 2143 | 35.68752 |  |  |  | 17.3477771858089-2.38795786324761i | 17.5114 | 0.0085505 | -41.3602 | -107.5855
1818 | [5 empty] | 31.4319 | 2144 | 35.70418 |  |  |  | -21.8693915349749-24.9687466154446i | 33.192 | 0.016207 | -35.8059 | -102.0312
2247 | [5 empty] | 31.4466 | 2145 | 35.72083 |  |  |  | 28.1287402273423-29.2548184132348i | 40.5841 | 0.019816 | -34.0595 | -100.2847
2668 | [5 empty] | 31.4612 | 2146 | 35.73748 |  |  |  | 32.4678074943196-9.26035053285596i | 33.7626 | 0.016486 | -35.6579 | -101.8831
3063 | [5 empty] | 31.4759 | 2147 | 35.75414 |  |  |  | -14.9758295054423-0.195904330093664i | 14.9771 | 0.007313 | -42.718 | -108.9433
3406 | [5 empty] | 31.4905 | 2148 | 35.77079 |  |  |  | 10.0759235250553-3.68720905822779i | 10.7294 | 0.005239 | -45.6151 | -111.8404
3685 | [5 empty] | 31.5052 | 2149 | 35.78744 |  |  |  | -11.7779955598394+20.3318943271741i | 23.497 | 0.011473 | -38.8064 | -105.0316
3887 | [5 empty] | 31.5199 | 2150 | 35.80409 |  |  |  | -41.28454586336-10.8986202171776i | 42.6989 | 0.020849 | -33.6183 | -99.8435
3997 | [5 empty] | 31.5345 | 2151 | 35.82075 |  |  |  | 14.1163953869106-12.8878335798785i | 19.1146 | 0.0093333 | -40.5993 | -106.8245
4014 | [5 empty] | 31.5492 | 2152 | 35.83740 |  |  |  | 51.8151425353886+15.8335763448212i | 54.1804 | 0.026455 | -31.5498 | -97.775
3937 | [5 empty] | 31.5638 | 2153 | 35.85405 |  |  |  | -21.3340462548215+8.92623987448375i | 23.1262 | 0.011292 | -38.9445 | -105.1698
3770 | [5 empty] | 31.5785 | 2154 | 35.87071 |  |  |  | -16.5574432348098+38.066168983384i | 41.5112 | 0.020269 | -33.8633 | -100.0885
3518 | [5 empty] | 31.5932 | 2155 | 35.88736 |  |  |  | -0.200158762695111+35.2648443324883i | 35.2654 | 0.017219 | -35.2796 | -101.5049
3196 | [5 empty] | 31.6078 | 2156 | 35.90401 |  |  |  | -22.0308080633194+54.5226039059177i | 58.8054 | 0.028714 | -30.8383 | -97.0635
2820 | [5 empty] | 31.6225 | 2157 | 35.92067 |  |  |  | 37.1892430429066-2.35857470561555i | 37.264 | 0.018195 | -34.8008 | -101.0261
2405 | [5 empty] | 31.6371 | 2158 | 35.93732 |  |  |  | 23.5745567359074-40.1346134645997i | 46.5462 | 0.022728 | -32.8689 | -99.0942
1976 | [5 empty] | 31.6518 | 2159 | 35.95397 |  |  |  | -43.2675491121476+5.83416586796341i | 43.6591 | 0.021318 | -33.4251 | -99.6504
1553 | [5 empty] | 31.6665 | 2160 | 35.97062 |  |  |  | 19.7862700013933-5.22961115168673i | 20.4657 | 0.009993 | -40.0061 | -106.2313
1154 | [5 empty] | 31.6811 | 2161 | 35.98728 |  |  |  | 42.3342833921711+14.4554175915104i | 44.7342 | 0.021843 | -33.2138 | -99.4391
802 | [5 empty] | 31.6958 | 2162 | 36.00393 |  |  |  | -0.39316439302727-14.0634817855232i | 14.069 | 0.0068696 | -43.2613 | -109.4866
515 | [5 empty] | 31.7104 | 2163 | 36.02058 |  |  |  | -4.35896299874987+13.249154563645i | 13.9478 | 0.0068104 | -43.3365 | -109.5617
302 | [5 empty] | 31.7251 | 2164 | 36.03724 |  |  |  | -26.8708794825181-38.8518451209355i | 47.2389 | 0.023066 | -32.7406 | -98.9659
178 | [5 empty] | 31.7398 | 2165 | 36.05389 |  |  |  | 8.78232594876477+19.4978971970171i | 21.3845 | 0.010442 | -39.6246 | -105.8499
150 | [5 empty] | 31.7544 | 2166 | 36.07054 |  |  |  | -26.8827672618201-10.9279616762694i | 29.019 | 0.014169 | -36.9729 | -103.1982
215 | [5 empty] | 31.7691 | 2167 | 36.08720 |  |  |  | -26.7623230257429-13.962376781537i | 30.1856 | 0.014739 | -36.6306 | -102.8559
373 | [5 empty] | 31.7837 | 2168 | 36.10385 |  |  |  | -4.09604490286085+51.2110435413567i | 51.3746 | 0.025085 | -32.0116 | -98.2369
615 | [5 empty] | 31.7984 | 2169 | 36.12050 |  |  |  | 26.4812666501543+3.78085286270843i | 26.7498 | 0.013061 | -37.6802 | -103.9054
929 | [5 empty] | 31.8131 | 2170 | 36.13716 |  |  |  | 38.7300091381033-27.5610606613942i | 47.5355 | 0.023211 | -32.6862 | -98.9115
1302 | [5 empty] | 31.8277 | 2171 | 36.15381 |  |  |  | -18.6913113527064-17.6103056654726i | 25.6805 | 0.012539 | -38.0345 | -104.2598
1711 | [5 empty] | 31.8424 | 2172 | 36.17046 |  |  |  | -27.9587603738378-12.2436701109991i | 30.5221 | 0.014903 | -36.5343 | -102.7596
2140 | [5 empty] | 31.857 | 2173 | 36.18711 |  |  |  | -48.3594115952399+55.284639105505i | 73.4508 | 0.035865 | -28.9067 | -95.1319
2566 | [5 empty] | 31.8717 | 2174 | 36.20377 |  |  |  | 20.4349287291881-14.9475542967504i | 25.3183 | 0.012362 | -38.1579 | -104.3832
2967 | [5 empty] | 31.8864 | 2175 | 36.22042 |  |  |  | -250.953660825937+105.101739888781i | 272.0737 | 0.13285 | -17.5329 | -83.7581
3327 | [5 empty] | 31.901 | 2176 | 36.23707 |  |  |  | -12.1022038832957+17.6500405223774i | 21.4006 | 0.01045 | -39.6181 | -105.8433
3624 | [5 empty] | 31.9157 | 2177 | 36.25373 |  |  |  | 12.0661906153802+46.9499228958525i | 48.4756 | 0.02367 | -32.5161 | -98.7414
3845 | [5 empty] | 31.9304 | 2178 | 36.27038 |  |  |  | 21.8303091541498-21.0757222150853i | 30.3438 | 0.014816 | -36.5852 | -102.8104
3979 | [5 empty] | 31.945 | 2179 | 36.28703 |  |  |  | -22.1319575905693+17.2950545217476i | 28.0881 | 0.013715 | -37.2561 | -103.4814
4019 | [5 empty] | 31.9597 | 2180 | 36.30369 |  |  |  | -3.20321254154698+42.7136903853788i | 42.8336 | 0.020915 | -33.5909 | -99.8162
3966 | [5 empty] | 31.9743 | 2181 | 36.32034 |  |  |  | 2.13038948492287+39.4677748657883i | 39.5252 | 0.019299 | -34.2891 | -100.5144
3820 | [5 empty] | 31.989 | 2182 | 36.33699 |  |  |  | 18.635618886945-14.1879807150701i | 23.4219 | 0.011436 | -38.8342 | -105.0594
3589 | [5 empty] | 32.0037 | 2183 | 36.35365 |  |  |  | -4.93281540293298-39.7580976159236i | 40.0629 | 0.019562 | -34.1717 | -100.397
3282 | [5 empty] | 32.0183 | 2184 | 36.37030 |  |  |  | 22.6411880376411+1.70022352985643i | 22.7049 | 0.011086 | -39.1042 | -105.3294
2917 | [5 empty] | 32.033 | 2185 | 36.38695 |  |  |  | -0.321075590353773-10.215622369837i | 10.2207 | 0.0049906 | -46.037 | -112.2623
2511 | [5 empty] | 32.0476 | 2186 | 36.40360 |  |  |  | -4.07993057878607-29.2756485521238i | 29.5586 | 0.014433 | -36.8129 | -103.0382
2084 | [5 empty] | 32.0623 | 2187 | 36.42026 |  |  |  | -24.8806444027727+31.0885505937299i | 39.8189 | 0.019443 | -34.2248 | -100.4501
1656 | [5 empty] | 32.077 | 2188 | 36.43691 |  |  |  | -20.670950791038-34.6309752836674i | 40.331 | 0.019693 | -34.1138 | -100.3391
1249 | [5 empty] | 32.0916 | 2189 | 36.45356 |  |  |  | -3.82313074460784+3.58483821447931i | 5.2409 | 0.0025591 | -51.8384 | -118.0637
884 | [5 empty] | 32.1063 | 2190 | 36.47022 |  |  |  | -4.53757014630754-5.06970260409206i | 6.8038 | 0.0033222 | -49.5716 | -115.7968
580 | [5 empty] | 32.1209 | 2191 | 36.48687 |  |  |  | 24.0506424682869+11.2846859360258i | 26.5665 | 0.012972 | -37.7399 | -103.9652
346 | [5 empty] | 32.1356 | 2192 | 36.50352 |  |  |  | 33.2581904459518-5.09733742385926i | 33.6465 | 0.016429 | -35.6878 | -101.913
202 | [5 empty] | 32.1503 | 2193 | 36.52018 |  |  |  | 36.7235867816489+21.8310224637389i | 42.7225 | 0.020861 | -33.6135 | -99.8387
148 | [5 empty] | 32.1649 | 2194 | 36.53683 |  |  |  | -0.568425474192384+1.42988180271875i | 1.5387 | 0.00075133 | -62.4834 | -128.7086
191 | [5 empty] | 32.1796 | 2195 | 36.55348 |  |  |  | -7.3260895468686-22.5138925261825i | 23.6759 | 0.01156 | -38.7405 | -104.9657
326 | [5 empty] | 32.1942 | 2196 | 36.57014 |  |  |  | -15.5229645835123+34.9531130047317i | 38.245 | 0.018674 | -34.5751 | -100.8003
548 | [5 empty] | 32.2089 | 2197 | 36.58679 |  |  |  | -42.4132714621366+25.4835437652549i | 49.4803 | 0.02416 | -32.338 | -98.5632
846 | [5 empty] | 32.2236 | 2198 | 36.60344 |  |  |  | -55.1890861360275+0.513048644363188i | 55.1915 | 0.026949 | -31.3892 | -97.6144
1205 | [5 empty] | 32.2382 | 2199 | 36.62009 |  |  |  | -4.75513875385166-17.7444545728336i | 18.3705 | 0.00897 | -40.9442 | -107.1694
1608 | [5 empty] | 32.2529 | 2200 | 36.63675 |  |  |  | -23.3845865886895-5.46309969093353i | 24.0143 | 0.011726 | -38.6172 | -104.8425
2033 | [5 empty] | 32.2675 | 2201 | 36.65340 |  |  |  | 15.1144207352982+45.3638138815769i | 47.8155 | 0.023347 | -32.6352 | -98.8605
2461 | [5 empty] | 32.2822 | 2202 | 36.67005 |  |  |  | 5.90847899849429-7.0363833244346i | 9.1881 | 0.0044864 | -46.9621 | -113.1874
2871 | [5 empty] | 32.2969 | 2203 | 36.68671 |  |  |  | -67.8877109502817-17.1472350553505i | 70.0198 | 0.034189 | -29.3222 | -95.5474
3242 | [5 empty] | 32.3115 | 2204 | 36.70336 |  |  |  | 30.0598680980404-17.1227835150532i | 34.5946 | 0.016892 | -35.4464 | -101.6717
3555 | [5 empty] | 32.3262 | 2205 | 36.72001 |  |  |  | 9.62923278672636-3.70129124228988i | 10.3161 | 0.0050372 | -45.9563 | -112.1815
3796 | [5 empty] | 32.3408 | 2206 | 36.73667 |  |  |  | 9.7285169970163+57.1539269177275i | 57.976 | 0.028309 | -30.9616 | -97.1869
3952 | [5 empty] | 32.3555 | 2207 | 36.75332 |  |  |  | -10.3098574824533-3.3091473069462i | 10.8279 | 0.0052871 | -45.5357 | -111.761
4018 | [5 empty] | 32.3702 | 2208 | 36.76997 |  |  |  | 18.9046612034663-10.3865390814774i | 21.57 | 0.010532 | -39.5496 | -105.7748
3987 | [5 empty] | 32.3848 | 2209 | 36.78663 |  |  |  | -32.0486649347915+45.8676371436654i | 55.955 | 0.027322 | -31.2698 | -97.4951
3864 | [5 empty] | 32.3995 | 2210 | 36.80328 |  |  |  | -28.8191527417984-17.2344033545206i | 33.5793 | 0.016396 | -35.7052 | -101.9304
3653 | [5 empty] | 32.4141 | 2211 | 36.81993 |  |  |  | -46.8132648002884-252.050076645779i | 256.3605 | 0.12518 | -18.0496 | -84.2748
3364 | [5 empty] | 32.4288 | 2212 | 36.83658 |  |  |  | -6.1882476438215-57.0940807838829i | 57.4285 | 0.028041 | -31.0441 | -97.2693
3013 | [5 empty] | 32.4435 | 2213 | 36.85324 |  |  |  | -0.307845117778918-40.2220382178349i | 40.2232 | 0.01964 | -34.1371 | -100.3623
2615 | [5 empty] | 32.4581 | 2214 | 36.86989 |  |  |  | -38.9949016885741-30.0815220641721i | 49.2494 | 0.024048 | -32.3786 | -98.6038
2190 | [5 empty] | 32.4728 | 2215 | 36.88654 |  |  |  | -11.6338834375903+3.20825464604949i | 12.0681 | 0.0058926 | -44.5938 | -110.819
1761 | [5 empty] | 32.4874 | 2216 | 36.90320 |  |  |  | 15.4191962942269+1.45563613648475i | 15.4878 | 0.0075624 | -42.4268 | -108.6521
1348 | [5 empty] | 32.5021 | 2217 | 36.91985 |  |  |  | 24.7915421798699-14.3302781225846i | 28.6352 | 0.013982 | -37.0886 | -103.3138
971 | [5 empty] | 32.5168 | 2218 | 36.93650 |  |  |  | -39.3834502528358-10.8017009349074i | 40.8379 | 0.01994 | -34.0053 | -100.2306
649 | [5 empty] | 32.5314 | 2219 | 36.95316 |  |  |  | -3.0242550801643-3.66982249430716i | 4.7554 | 0.002322 | -52.6829 | -118.9081
397 | [5 empty] | 32.5461 | 2220 | 36.96981 |  |  |  | 12.5723000208863-25.5853949274173i | 28.5075 | 0.01392 | -37.1274 | -103.3527
229 | [5 empty] | 32.5607 | 2221 | 36.98646 |  |  |  | -6.10434315584185+1.32943255092061i | 6.2474 | 0.0030505 | -50.3126 | -116.5378
153 | [5 empty] | 32.5754 | 2222 | 37.00312 |  |  |  | -13.5074582348402-23.9834426443292i | 27.5256 | 0.01344 | -37.4319 | -103.6571
171 | [5 empty] | 32.5901 | 2223 | 37.01977 |  |  |  | 16.772660720248+22.4400151823843i | 28.0156 | 0.01368 | -37.2786 | -103.5038
284 | [5 empty] | 32.6047 | 2224 | 37.03642 |  |  |  | 9.03049940301792+0.264904709214955i | 9.0344 | 0.0044113 | -47.1086 | -113.3339
486 | [5 empty] | 32.6194 | 2225 | 37.05307 |  |  |  | 18.6274599078112-30.4142584906659i | 35.6652 | 0.017415 | -35.1817 | -101.4069
765 | [5 empty] | 32.6341 | 2226 | 37.06973 |  |  |  | 10.6795520595058-8.82740581923412i | 13.8555 | 0.0067654 | -43.3941 | -109.6194
1110 | [5 empty] | 32.6487 | 2227 | 37.08638 |  |  |  | 7.8534317865076-20.5534623977496i | 22.0028 | 0.010744 | -39.3771 | -105.6023
1504 | [5 empty] | 32.6634 | 2228 | 37.10303 |  |  |  | -13.0147222533007-25.8837528478383i | 28.9716 | 0.014146 | -36.9872 | -103.2124
1927 | [5 empty] | 32.678 | 2229 | 37.11969 |  |  |  | 20.8086965241884-14.8486754783345i | 25.5634 | 0.012482 | -38.0742 | -104.2995
2355 | [5 empty] | 32.6927 | 2230 | 37.13634 |  |  |  | 22.5242813807204-4.50047693734988i | 22.9695 | 0.011216 | -39.0036 | -105.2288
2772 | [5 empty] | 32.7074 | 2231 | 37.15299 |  |  |  | -1.10809631456044+50.0755767718287i | 50.0878 | 0.024457 | -32.232 | -98.4572
3154 | [5 empty] | 32.722 | 2232 | 37.16965 |  |  |  | 9.89066037396059+7.09717706184726i | 12.1735 | 0.0059441 | -44.5183 | -110.7435
3484 | [5 empty] | 32.7367 | 2233 | 37.18630 |  |  |  | -8.00126074797264-18.0499050554486i | 19.7438 | 0.0096405 | -40.318 | -106.5432
3743 | [5 empty] | 32.7513 | 2234 | 37.20295 |  |  |  | 34.9544357000978+2.4407371429878i | 35.0395 | 0.017109 | -35.3354 | -101.5607
3923 | [5 empty] | 32.766 | 2235 | 37.21960 |  |  |  | 29.2089926971577+35.5619869674133i | 46.0198 | 0.022471 | -32.9677 | -99.193
4012 | [5 empty] | 32.7807 | 2236 | 37.23626 |  |  |  | 12.2482538433454-14.9885771733286i | 19.3566 | 0.0094515 | -40.49 | -106.7153
4005 | [5 empty] | 32.7953 | 2237 | 37.25291 |  |  |  | -12.7253094858566+19.3261148300339i | 23.1394 | 0.011299 | -38.9396 | -105.1648
3904 | [5 empty] | 32.81 | 2238 | 37.26956 |  |  |  | -25.5697937535791+11.1793915038468i | 27.9069 | 0.013626 | -37.3124 | -103.5376
3713 | [5 empty] | 32.8246 | 2239 | 37.28622 |  |  |  | 19.2872989388097+0.909732198122812i | 19.3087 | 0.0094281 | -40.5115 | -106.7368
3442 | [5 empty] | 32.8393 | 2240 | 37.30287 |  |  |  | -2.19796754630898+15.8625712068637i | 16.0141 | 0.0078194 | -42.1365 | -108.3618
3105 | [5 empty] | 32.854 | 2241 | 37.31952 |  |  |  | -3.13559940528218+12.1379534833494i | 12.5364 | 0.0061213 | -44.2631 | -110.4884
2716 | [5 empty] | 32.8686 | 2242 | 37.33618 |  |  |  | 14.7122621694584+8.05167757637936i | 16.7714 | 0.0081892 | -41.7352 | -107.9605
2298 | [5 empty] | 32.8833 | 2243 | 37.35283 |  |  |  | 19.1858760998595+11.5407320375853i | 22.3894 | 0.010932 | -39.2257 | -105.451
1867 | [5 empty] | 32.8979 | 2244 | 37.36948 |  |  |  | 4.83924063980496+4.95105389652808i | 6.9232 | 0.0033805 | -49.4204 | -115.6457
1446 | [5 empty] | 32.9126 | 2245 | 37.38614 |  |  |  | -40.949541428921-7.95045787135491i | 41.7142 | 0.020368 | -33.8209 | -100.0462
1060 | [5 empty] | 32.9273 | 2246 | 37.40279 |  |  |  | -1.29524579085651+51.6144950235241i | 51.6307 | 0.02521 | -31.9684 | -98.1937
723 | [5 empty] | 32.9419 | 2247 | 37.41944 |  |  |  | 76.2607754750158+8.6341046560312i | 76.748 | 0.037475 | -28.5253 | -94.7505
454 | [5 empty] | 32.9566 | 2248 | 37.43609 |  |  |  | -41.7626450695184-137.17556814153i | 143.392 | 0.070016 | -23.0961 | -89.3214
263 | [5 empty] | 32.9712 | 2249 | 37.45275 |  |  |  | 81.7095962057927-43.2118596256853i | 92.4323 | 0.045133 | -26.9101 | -93.1354
163 | [5 empty] | 32.9859 | 2250 | 37.46940 |  |  |  | 4.81385453768333+37.2841117874646i | 37.5936 | 0.018356 | -34.7243 | -100.9496
158 | [5 empty] | 33.0006 | 2251 | 37.48605 |  |  |  | 26.5846201408336-38.0084845435025i | 46.383 | 0.022648 | -32.8994 | -99.1247
247 | [5 empty] | 33.0152 | 2252 | 37.50271 |  |  |  | 3.4495273996166+8.92705689168984i | 9.5703 | 0.004673 | -46.608 | -112.8333
427 | [5 empty] | 33.0299 | 2253 | 37.51936 |  |  |  | 42.6492271464962-2.50873189826904i | 42.7229 | 0.020861 | -33.6134 | -99.8386
688 | [5 empty] | 33.0445 | 2254 | 37.53601 |  |  |  | 12.6499061700989+11.2891564686887i | 16.9548 | 0.0082787 | -41.6407 | -107.866
1021 | [5 empty] | 33.0592 | 2255 | 37.55267 |  |  |  | -34.6334905425423-48.7409338368859i | 59.7926 | 0.029196 | -30.6936 | -96.9189
1402 | [5 empty] | 33.0739 | 2256 | 37.56932 |  |  |  | -13.8613008819567-5.29537087336859i | 14.8383 | 0.0072453 | -42.7989 | -109.0241
1820 | [5 empty] | 33.0885 | 2257 | 37.58597 |  |  |  | -9.69191937792792+32.7191521563579i | 34.1244 | 0.016662 | -35.5653 | -101.7905
2249 | [5 empty] | 33.1032 | 2258 | 37.60263 |  |  |  | -31.005249204855+9.07421359957978i | 32.3058 | 0.015774 | -36.041 | -102.2662
2671 | [5 empty] | 33.1178 | 2259 | 37.61928 |  |  |  | -27.0684471343851-18.2184828386901i | 32.6284 | 0.015932 | -35.9547 | -102.1799
3064 | [5 empty] | 33.1325 | 2260 | 37.63593 |  |  |  | -16.7881818791045+19.6565489388202i | 25.85 | 0.012622 | -37.9774 | -104.2026
3408 | [5 empty] | 33.1472 | 2261 | 37.65258 |  |  |  | 23.3924312905408+23.5901526963319i | 33.222 | 0.016222 | -35.7981 | -102.0233
3688 | [5 empty] | 33.1618 | 2262 | 37.66924 |  |  |  | 33.6145512999242+39.6346035302556i | 51.9696 | 0.025376 | -31.9116 | -98.1369
3887 | [5 empty] | 33.1765 | 2263 | 37.68589 |  |  |  | 4.97961892741814+25.0338673988786i | 25.5243 | 0.012463 | -38.0875 | -104.3128
3997 | [5 empty] | 33.1911 | 2264 | 37.70254 |  |  |  | 9.26854182187808-56.32068926924i | 57.0782 | 0.02787 | -31.0972 | -97.3224
4014 | [5 empty] | 33.2058 | 2265 | 37.71920 |  |  |  | 17.0221314308032-3.84998333723134i | 17.4521 | 0.0085215 | -41.3897 | -107.6149
3937 | [5 empty] | 33.2205 | 2266 | 37.73585 |  |  |  | -40.8822915615534-16.5796909419096i | 44.1163 | 0.021541 | -33.3346 | -99.5599
3769 | [5 empty] | 33.2351 | 2267 | 37.75250 |  |  |  | 19.7987247963744+13.2145344047179i | 23.8036 | 0.011623 | -38.6937 | -104.919
3517 | [5 empty] | 33.2498 | 2268 | 37.76916 |  |  |  | -36.6725746533929+17.5685592936189i | 40.6636 | 0.019855 | -34.0425 | -100.2677
3194 | [5 empty] | 33.2644 | 2269 | 37.78581 |  |  |  | -21.1914096653456-46.0741308637453i | 50.7139 | 0.024763 | -32.1241 | -98.3493
2816 | [5 empty] | 33.2791 | 2270 | 37.80246 |  |  |  | -18.9045714266206-2.8582548733016i | 19.1194 | 0.0093357 | -40.5971 | -106.8224
2403 | [5 empty] | 33.2938 | 2271 | 37.81912 |  |  |  | 32.2064495068066+15.3700322550518i | 35.686 | 0.017425 | -35.1766 | -101.4019
1974 | [5 empty] | 33.3084 | 2272 | 37.83577 |  |  |  | -0.329807727003837+44.8541403082793i | 44.8554 | 0.021902 | -33.1903 | -99.4156
1551 | [5 empty] | 33.3231 | 2273 | 37.85242 |  |  |  | -7.48573744201709-16.0477070309168i | 17.7078 | 0.0086464 | -41.2633 | -107.4886
1152 | [5 empty] | 33.3377 | 2274 | 37.86907 |  |  |  | 31.4890161068424-12.5839842219884i | 33.9104 | 0.016558 | -35.6199 | -101.8452
802 | [5 empty] | 33.3524 | 2275 | 37.88573 |  |  |  | 20.075840415851+0.114290455046877i | 20.0762 | 0.0098028 | -40.173 | -106.3982
514 | [5 empty] | 33.3671 | 2276 | 37.90238 |  |  |  | 6.8519135927422+32.4723075228279i | 33.1873 | 0.016205 | -35.8072 | -102.0324
302 | [5 empty] | 33.3817 | 2277 | 37.91903 |  |  |  | -20.2443625039766+31.9830293897183i | 37.8517 | 0.018482 | -34.6649 | -100.8901
179 | [5 empty] | 33.3964 | 2278 | 37.93569 |  |  |  | 27.1893995710211+20.4158627569405i | 34.001 | 0.016602 | -35.5968 | -101.822
150 | [5 empty] | 33.4111 | 2279 | 37.95234 |  |  |  | 18.7662596707266-10.2434239089567i | 21.3799 | 0.010439 | -39.6265 | -105.8517
217 | [5 empty] | 33.4257 | 2280 | 37.96899 |  |  |  | -39.2739763695862+5.60377962468335i | 39.6717 | 0.019371 | -34.257 | -100.4822
373 | [5 empty] | 33.4404 | 2281 | 37.98565 |  |  |  | 2.60503908729833-26.351518722362i | 26.48 | 0.01293 | -37.7682 | -103.9935
618 | [5 empty] | 33.455 | 2282 | 38.00230 |  |  |  | 18.9478605106165+37.9898102909149i | 42.4529 | 0.020729 | -33.6685 | -99.8937
932 | [5 empty] | 33.4697 | 2283 | 38.01895 |  |  |  | -36.8667422328744-99.6850053105673i | 106.2839 | 0.051896 | -25.6973 | -91.9225
1303 | [5 empty] | 33.4844 | 2284 | 38.03561 |  |  |  | -209.495665207973-39.8413190431387i | 213.2505 | 0.10413 | -19.6488 | -85.874
1714 | [5 empty] | 33.499 | 2285 | 38.05226 |  |  |  | -14.2748051869538+38.9926130695429i | 41.5234 | 0.020275 | -33.8607 | -100.086
2142 | [5 empty] | 33.5137 | 2286 | 38.06891 |  |  |  | 34.9940766182104-33.0740680718631i | 48.1506 | 0.023511 | -32.5746 | -98.7998
2569 | [5 empty] | 33.5283 | 2287 | 38.08556 |  |  |  | -27.9636215404822+17.290854080725i | 32.8776 | 0.016054 | -35.8886 | -102.1138
2969 | [5 empty] | 33.543 | 2288 | 38.10222 |  |  |  | -47.8872901242148+30.052691405481i | 56.5363 | 0.027606 | -31.18 | -97.4053
3328 | [5 empty] | 33.5577 | 2289 | 38.11887 |  |  |  | 7.60374681611252-0.306147086861842i | 7.6099 | 0.0037158 | -48.599 | -114.8243
3625 | [5 empty] | 33.5723 | 2290 | 38.13552 |  |  |  | -31.6487309101904+10.5800935288183i | 33.3704 | 0.016294 | -35.7594 | -101.9846
3845 | [5 empty] | 33.587 | 2291 | 38.15218 |  |  |  | -43.2524927065111-32.0071339732752i | 53.8074 | 0.026273 | -31.6098 | -97.835
3979 | [5 empty] | 33.6016 | 2292 | 38.16883 |  |  |  | -52.8893124756389+24.9928114167268i | 58.4972 | 0.028563 | -30.8839 | -97.1092
4019 | [5 empty] | 33.6163 | 2293 | 38.18548 |  |  |  | -6.76444762379329-7.08359940490091E-002i | 6.7648 | 0.0033031 | -49.6215 | -115.8467
3965 | [5 empty] | 33.631 | 2294 | 38.20214 |  |  |  | -36.3177368814254+13.2108545929728i | 38.6459 | 0.01887 | -34.4845 | -100.7098
3818 | [5 empty] | 33.6456 | 2295 | 38.21879 |  |  |  | -35.7969913594974-1.36674228155833i | 35.8231 | 0.017492 | -35.1433 | -101.3686
3587 | [5 empty] | 33.6603 | 2296 | 38.23544 |  |  |  | 36.8173236515776+26.7451343894032i | 45.5062 | 0.02222 | -33.0652 | -99.2904
3280 | [5 empty] | 33.6749 | 2297 | 38.25210 |  |  |  | -25.8458058423329+71.8633863978379i | 76.3698 | 0.03729 | -28.5682 | -94.7934
2913 | [5 empty] | 33.6896 | 2298 | 38.26875 |  |  |  | -19.9729650879626-33.9939126232576i | 39.4272 | 0.019252 | -34.3107 | -100.5359
2508 | [5 empty] | 33.7043 | 2299 | 38.28540 |  |  |  | -10.3773934780751+3.82828846973981i | 11.061 | 0.0054009 | -45.3507 | -111.5759
2081 | [5 empty] | 33.7189 | 2300 | 38.30205 |  |  |  | -43.8504279994134+10.5746761347046i | 45.1075 | 0.022025 | -33.1416 | -99.3669
1653 | [5 empty] | 33.7336 | 2301 | 38.31871 |  |  |  | -25.1646045074019-36.1410419467827i | 44.039 | 0.021503 | -33.3499 | -99.5751
1247 | [5 empty] | 33.7482 | 2302 | 38.33536 |  |  |  | 26.8819071804911+13.8711342877607i | 30.2497 | 0.01477 | -36.6122 | -102.8374
882 | [5 empty] | 33.7629 | 2303 | 38.35201 |  |  |  | 40.905711655782+8.53624737899495i | 41.7869 | 0.020404 | -33.8058 | -100.031
579 | [5 empty] | 33.7776 | 2304 | 38.36867 |  |  |  | 2.42530724483564-32.418875829606i | 32.5095 | 0.015874 | -35.9864 | -102.2117
346 | [5 empty] | 33.7922 | 2305 | 38.38532 |  |  |  | 29.549789570149-4.60845313190287i | 29.907 | 0.014603 | -36.7111 | -102.9364
202 | [5 empty] | 33.8069 | 2306 | 38.40197 |  |  |  | 17.1956237446443-8.7421341292127i | 19.2903 | 0.0094191 | -40.5198 | -106.7451
149 | [5 empty] | 33.8215 | 2307 | 38.41863 |  |  |  | 55.6203118550739-30.4892581143345i | 63.4288 | 0.030971 | -30.1809 | -96.4061
191 | [5 empty] | 33.8362 | 2308 | 38.43528 |  |  |  | 14.8674585288945+34.6486795973611i | 37.7037 | 0.01841 | -34.6989 | -100.9242
328 | [5 empty] | 33.8509 | 2309 | 38.45193 |  |  |  | 23.7907636768028-24.1276191469005i | 33.8843 | 0.016545 | -35.6266 | -101.8519
551 | [5 empty] | 33.8655 | 2310 | 38.46859 |  |  |  | -5.64253985769791+24.7650823359889i | 25.3998 | 0.012402 | -38.13 | -104.3553
848 | [5 empty] | 33.8802 | 2311 | 38.48524 |  |  |  | -20.8698866507131+39.0238641987383i | 44.254 | 0.021608 | -33.3076 | -99.5328
1206 | [5 empty] | 33.8948 | 2312 | 38.50189 |  |  |  | 22.470619280036-45.2158684671661i | 50.4916 | 0.024654 | -32.1622 | -98.3875
1610 | [5 empty] | 33.9095 | 2313 | 38.51854 |  |  |  | -19.0012064949934+22.6401239258678i | 29.5571 | 0.014432 | -36.8134 | -103.0386
2037 | [5 empty] | 33.9242 | 2314 | 38.53520 |  |  |  | 3.36420798884161+24.5047803661787i | 24.7346 | 0.012077 | -38.3605 | -104.5857
2463 | [5 empty] | 33.9388 | 2315 | 38.55185 |  |  |  | 16.1242363682612+15.9453697303708i | 22.677 | 0.011073 | -39.1149 | -105.3401
2874 | [5 empty] | 33.9535 | 2316 | 38.56850 |  |  |  | -8.44345288236395+3.36867221205157i | 9.0906 | 0.0044388 | -47.0547 | -113.28
3243 | [5 empty] | 33.9681 | 2317 | 38.58516 |  |  |  | 47.4951537426794+21.729182188653i | 52.2298 | 0.025503 | -31.8682 | -98.0935
3557 | [5 empty] | 33.9828 | 2318 | 38.60181 |  |  |  | 47.1576678146973-60.0616344179057i | 76.3626 | 0.037286 | -28.569 | -94.7942
3798 | [5 empty] | 33.9975 | 2319 | 38.61846 |  |  |  | -1.19628716164676-23.2639454012106i | 23.2947 | 0.011374 | -38.8815 | -105.1067
3953 | [5 empty] | 34.0121 | 2320 | 38.63512 |  |  |  | -21.8037793336159-98.0928366051434i | 100.4869 | 0.049066 | -26.1844 | -92.4097
4018 | [5 empty] | 34.0268 | 2321 | 38.65177 |  |  |  | -16.3543353676338-18.0258579378129i | 24.3392 | 0.011884 | -38.5005 | -104.7257
3987 | [5 empty] | 34.0414 | 2322 | 38.66842 |  |  |  | -0.402802064631169-24.6268847355117i | 24.6302 | 0.012026 | -38.3972 | -104.6225
3863 | [5 empty] | 34.0561 | 2323 | 38.68507 |  |  |  | -13.4195445431961-31.5482898969875i | 34.2838 | 0.01674 | -35.5248 | -101.7501
3651 | [5 empty] | 34.0708 | 2324 | 38.70173 |  |  |  | 6.728784744759-38.6362973381454i | 39.2179 | 0.019149 | -34.3569 | -100.5822
3362 | [5 empty] | 34.0854 | 2325 | 38.71838 |  |  |  | -36.3993275514187+5.52601736061364i | 36.8164 | 0.017977 | -34.9058 | -101.131
3009 | [5 empty] | 34.1001 | 2326 | 38.73503 |  |  |  | -52.0429853129465-26.8949049897647i | 58.5816 | 0.028604 | -30.8714 | -97.0966
2613 | [5 empty] | 34.1148 | 2327 | 38.75169 |  |  |  | 75.7405917906843-25.166764331621i | 79.8123 | 0.038971 | -28.1852 | -94.4105
2187 | [5 empty] | 34.1294 | 2328 | 38.76834 |  |  |  | 19.6985605950562-7.03249775153359i | 20.9162 | 0.010213 | -39.8169 | -106.0422
1758 | [5 empty] | 34.1441 | 2329 | 38.78499 |  |  |  | -9.39798457827028-66.8981800380807i | 67.5551 | 0.032986 | -29.6334 | -95.8587
1345 | [5 empty] | 34.1587 | 2330 | 38.80165 |  |  |  | 20.9597025099284+5.72338363348376i | 21.7271 | 0.010609 | -39.4866 | -105.7118
969 | [5 empty] | 34.1734 | 2331 | 38.81830 |  |  |  | 4.78427252122762+22.8691928142255i | 23.3643 | 0.011408 | -38.8556 | -105.0808
646 | [5 empty] | 34.1881 | 2332 | 38.83495 |  |  |  | 35.7134997077757-48.962358786672i | 60.6034 | 0.029591 | -30.5767 | -96.8019
397 | [5 empty] | 34.2027 | 2333 | 38.85161 |  |  |  | -5.25993832924209+37.6001961152335i | 37.9663 | 0.018538 | -34.6386 | -100.8639
228 | [5 empty] | 34.2174 | 2334 | 38.86826 |  |  |  | 19.0918064355961+11.243537647763i | 22.1566 | 0.010819 | -39.3165 | -105.5418
152 | [5 empty] | 34.232 | 2335 | 38.88491 |  |  |  | 49.6708410408203-22.1655757672527i | 54.3921 | 0.026559 | -31.5159 | -97.7411
172 | [5 empty] | 34.2467 | 2336 | 38.90156 |  |  |  | 72.970524648007+0.184042932656455i | 72.9708 | 0.03563 | -28.9636 | -95.1889
285 | [5 empty] | 34.2614 | 2337 | 38.91822 |  |  |  | 15.9336929968376-9.61014133045849i | 18.6075 | 0.0090857 | -40.8329 | -107.0581
488 | [5 empty] | 34.276 | 2338 | 38.93487 |  |  |  | 29.3908104574256+18.5961928775727i | 34.7799 | 0.016982 | -35.4 | -101.6253
767 | [5 empty] | 34.2907 | 2339 | 38.95152 |  |  |  | -10.3066748538185+8.2056720350118i | 13.1742 | 0.0064327 | -43.8321 | -110.0573
1112 | [5 empty] | 34.3053 | 2340 | 38.96818 |  |  |  | -25.20407837187-56.6969783681677i | 62.0467 | 0.030296 | -30.3722 | -96.5975
1506 | [5 empty] | 34.32 | 2341 | 38.98483 |  |  |  | 22.7294052029849-6.68208095567334i | 23.6913 | 0.011568 | -38.7348 | -104.9601
1930 | [5 empty] | 34.3347 | 2342 | 39.00148 |  |  |  | -10.0872167301532-60.0426676813068i | 60.8841 | 0.029729 | -30.5365 | -96.7618
2358 | [5 empty] | 34.3493 | 2343 | 39.01814 |  |  |  | 24.5655457672315-49.207762785581i | 54.9988 | 0.026855 | -31.4195 | -97.6448
2775 | [5 empty] | 34.364 | 2344 | 39.03479 |  |  |  | 6.79281258396978-29.5912052620161i | 30.3609 | 0.014825 | -36.5803 | -102.8056
3156 | [5 empty] | 34.3786 | 2345 | 39.05144 |  |  |  | 25.1660522974621+50.8697548055943i | 56.7544 | 0.027712 | -31.1466 | -97.3719
3486 | [5 empty] | 34.3933 | 2346 | 39.06810 |  |  |  | -31.5830299308576+46.8568419264457i | 56.5071 | 0.027591 | -31.1845 | -97.4098
3744 | [5 empty] | 34.408 | 2347 | 39.08475 |  |  |  | -7.5776841384743-29.5743784400463i | 30.5297 | 0.014907 | -36.5321 | -102.7574
3924 | [5 empty] | 34.4226 | 2348 | 39.10140 |  |  |  | -12.155655598326-58.1480353174534i | 59.405 | 0.029006 | -30.7501 | -96.9754
4010 | [5 empty] | 34.4373 | 2349 | 39.11805 |  |  |  | -30.4876670402503-24.6320820551437i | 39.1949 | 0.019138 | -34.362 | -100.5873
4003 | [5 empty] | 34.4519 | 2350 | 39.13471 |  |  |  | 64.5542691120308-11.2150509868036i | 65.5212 | 0.031993 | -29.899 | -96.1242
3903 | [5 empty] | 34.4666 | 2351 | 39.15136 |  |  |  | -44.8978599954971-3.33990388063843i | 45.0219 | 0.021983 | -33.1581 | -99.3834
3711 | [5 empty] | 34.4813 | 2352 | 39.16801 |  |  |  | -3.07337722600169-16.9506567266293i | 17.227 | 0.0084116 | -41.5024 | -107.7276
3440 | [5 empty] | 34.4959 | 2353 | 39.18467 |  |  |  | -37.9160940969525+57.792369270079i | 69.1201 | 0.03375 | -29.4345 | -95.6598
3102 | [5 empty] | 34.5106 | 2354 | 39.20132 |  |  |  | 4.59408809810911+6.552183229802i | 8.0023 | 0.0039074 | -48.1623 | -114.3876
2714 | [5 empty] | 34.5252 | 2355 | 39.21797 |  |  |  | -25.5042563718113+49.1828408794407i | 55.4023 | 0.027052 | -31.356 | -97.5813
2295 | [5 empty] | 34.5399 | 2356 | 39.23463 |  |  |  | 35.315421497519+48.1263213703586i | 59.6936 | 0.029147 | -30.708 | -96.9333
1864 | [5 empty] | 34.5546 | 2357 | 39.25128 |  |  |  | 70.0972843744377+38.4007842696777i | 79.9265 | 0.039027 | -28.1728 | -94.398
1444 | [5 empty] | 34.5692 | 2358 | 39.26793 |  |  |  | -36.989791062487-20.7596659521439i | 42.4171 | 0.020711 | -33.6758 | -99.901
1057 | [5 empty] | 34.5839 | 2359 | 39.28459 |  |  |  | 6.69885134313407-38.8660668753857i | 39.4391 | 0.019257 | -34.3081 | -100.5333
721 | [5 empty] | 34.5985 | 2360 | 39.30124 |  |  |  | -9.65005089267112-3.26548344590906i | 10.1876 | 0.0049744 | -46.0652 | -112.2904
452 | [5 empty] | 34.6132 | 2361 | 39.31789 |  |  |  | -50.6179266253866-11.5656525824234i | 51.9224 | 0.025353 | -31.9195 | -98.1447
263 | [5 empty] | 34.6279 | 2362 | 39.33454 |  |  |  | -12.078532356477-3.30930181866521i | 12.5237 | 0.0061151 | -44.272 | -110.4972
163 | [5 empty] | 34.6425 | 2363 | 39.35120 |  |  |  | 32.8832566277081+23.733032830134i | 40.5532 | 0.019801 | -34.0661 | -100.2913
159 | [5 empty] | 34.6572 | 2364 | 39.36785 |  |  |  | -34.01894437614+10.5043620626738i | 35.6038 | 0.017385 | -35.1967 | -101.4219
250 | [5 empty] | 34.6718 | 2365 | 39.38450 |  |  |  | 5.53614153552606+36.9336260567945i | 37.3462 | 0.018235 | -34.7817 | -101.0069
429 | [5 empty] | 34.6865 | 2366 | 39.40116 |  |  |  | -52.6075927711596-20.9949470328424i | 56.6423 | 0.027657 | -31.1638 | -97.389
691 | [5 empty] | 34.7012 | 2367 | 39.41781 |  |  |  | 11.9165174122555+2.74592124505054i | 12.2288 | 0.0059711 | -44.4789 | -110.7042
1021 | [5 empty] | 34.7158 | 2368 | 39.43446 |  |  |  | 20.4445572826505+5.54836667743819i | 21.1841 | 0.010344 | -39.7064 | -105.9317
1405 | [5 empty] | 34.7305 | 2369 | 39.45112 |  |  |  | -22.9218338915347+0.774819580321729i | 22.9349 | 0.011199 | -39.0167 | -105.2419
1823 | [5 empty] | 34.7451 | 2370 | 39.46777 |  |  |  | 21.6134069765882-14.7506974687954i | 26.1672 | 0.012777 | -37.8715 | -104.0967
2253 | [5 empty] | 34.7598 | 2371 | 39.48442 |  |  |  | -10.6144351346863+9.03514894853755i | 13.9392 | 0.0068062 | -43.3419 | -109.5671
2673 | [5 empty] | 34.7745 | 2372 | 39.50108 |  |  |  | -7.88205301928248-14.4384149006424i | 16.4498 | 0.0080321 | -41.9034 | -108.1287
3067 | [5 empty] | 34.7891 | 2373 | 39.51773 |  |  |  | -6.89254419371879-6.48397792284899i | 9.463 | 0.0046206 | -46.706 | -112.9312
3410 | [5 empty] | 34.8038 | 2374 | 39.53438 |  |  |  | 26.8699229058904+0.583643584854435i | 26.8763 | 0.013123 | -37.6392 | -103.8645
3687 | [5 empty] | 34.8184 | 2375 | 39.55103 |  |  |  | -26.3744754612873+46.0962680640098i | 53.1082 | 0.025932 | -31.7234 | -97.9486
3889 | [5 empty] | 34.8331 | 2376 | 39.56769 |  |  |  | -74.0804516662892+23.328596807368i | 77.6668 | 0.037923 | -28.4219 | -94.6471
3998 | [5 empty] | 34.8478 | 2377 | 39.58434 |  |  |  | -22.7591900708477+4.07370893862331i | 23.1209 | 0.01129 | -38.9465 | -105.1718
4013 | [5 empty] | 34.8624 | 2378 | 39.60099 |  |  |  | -21.4952618880909+40.8186815706082i | 46.1325 | 0.022526 | -32.9465 | -99.1717
3936 | [5 empty] | 34.8771 | 2379 | 39.61765 |  |  |  | -53.3371890471529-23.6568232768907i | 58.3481 | 0.02849 | -30.9061 | -97.1313
3767 | [5 empty] | 34.8918 | 2380 | 39.63430 |  |  |  | -22.7082841611941-2.33390228901648i | 22.8279 | 0.011146 | -39.0573 | -105.2825
3514 | [5 empty] | 34.9064 | 2381 | 39.65095 |  |  |  | -21.5996810958588-15.672608730503i | 26.6866 | 0.013031 | -37.7007 | -103.926
3191 | [5 empty] | 34.9211 | 2382 | 39.66761 |  |  |  | 20.8050143497242+24.0906301647763i | 31.8309 | 0.015542 | -36.1696 | -102.3949
2814 | [5 empty] | 34.9357 | 2383 | 39.68426 |  |  |  | -1.03407172420496+51.9293479741521i | 51.9396 | 0.025361 | -31.9166 | -98.1419
2400 | [5 empty] | 34.9504 | 2384 | 39.70091 |  |  |  | 11.9289400525216+47.1134347265664i | 48.6002 | 0.023731 | -32.4938 | -98.7191
1972 | [5 empty] | 34.9651 | 2385 | 39.71757 |  |  |  | 49.9925566123053-4.73675352905839i | 50.2165 | 0.02452 | -32.2097 | -98.4349
1548 | [5 empty] | 34.9797 | 2386 | 39.73422 |  |  |  | 35.2373894140606+49.2620819592913i | 60.5675 | 0.029574 | -30.5818 | -96.8071
1150 | [5 empty] | 34.9944 | 2387 | 39.75087 |  |  |  | 57.6140853906752-12.5299995452991i | 58.9609 | 0.028789 | -30.8153 | -97.0406
799 | [5 empty] | 35.009 | 2388 | 39.76752 |  |  |  | -6.82207687357506-0.899649572937161i | 6.8811 | 0.0033599 | -49.4734 | -115.6986
512 | [5 empty] | 35.0237 | 2389 | 39.78418 |  |  |  | -3.91434483852051+2.36819918482956i | 4.575 | 0.0022339 | -53.0188 | -119.2441
300 | [5 empty] | 35.0384 | 2390 | 39.80083 |  |  |  | 59.3459197564201-31.2979484027996i | 67.0932 | 0.03276 | -29.693 | -95.9183
178 | [5 empty] | 35.053 | 2391 | 39.81748 |  |  |  | -66.9543216707847+45.9646507004266i | 81.2135 | 0.039655 | -28.034 | -94.2593
151 | [5 empty] | 35.0677 | 2392 | 39.83414 |  |  |  | -74.1052690502282+124.596246843179i | 144.9683 | 0.070785 | -23.0011 | -89.2264
218 | [5 empty] | 35.0823 | 2393 | 39.85079 |  |  |  | 47.5451260874388-6.30128396116509i | 47.9609 | 0.023418 | -32.6089 | -98.8341
374 | [5 empty] | 35.097 | 2394 | 39.86744 |  |  |  | 10.021313914795+17.4491316906934i | 20.1221 | 0.0098252 | -40.1531 | -106.3784
620 | [5 empty] | 35.1117 | 2395 | 39.88410 |  |  |  | 15.2906665215586-30.285917434376i | 33.927 | 0.016566 | -35.6157 | -101.8409
935 | [5 empty] | 35.1263 | 2396 | 39.90075 |  |  |  | 65.7527225321233+21.5023239698722i | 69.1793 | 0.033779 | -29.4271 | -95.6523
1307 | [5 empty] | 35.141 | 2397 | 39.91740 |  |  |  | -36.5530337906376-28.0098361572133i | 46.0508 | 0.022486 | -32.9619 | -99.1871
1717 | [5 empty] | 35.1556 | 2398 | 39.93405 |  |  |  | -8.10902856042902-41.8554308867126i | 42.6337 | 0.020817 | -33.6315 | -99.8568
2145 | [5 empty] | 35.1703 | 2399 | 39.95071 |  |  |  | -27.9281972987831+11.9746678000053i | 30.3871 | 0.014837 | -36.5728 | -102.7981
2571 | [5 empty] | 35.185 | 2400 | 39.96736 |  |  |  | 16.5516332470286+2.49306207527074i | 16.7383 | 0.008173 | -41.7524 | -107.9776
2972 | [5 empty] | 35.1996 | 2401 | 39.98401 |  |  |  | -38.6871252528098+20.2009692774173i | 43.6437 | 0.02131 | -33.4282 | -99.6534
3330 | [5 empty] | 35.2143 | 2402 | 40.00067 |  |  |  | 26.5828844675167-13.5324239051849i | 29.8291 | 0.014565 | -36.7338 | -102.959
3628 | [5 empty] | 35.2289 | 2403 | 40.01732 |  |  |  | -22.5880129527145+25.4585278801026i | 34.0346 | 0.016618 | -35.5882 | -101.8134
3846 | [5 empty] | 35.2436 | 2404 | 40.03397 |  |  |  | 41.6391546654112-45.0304583721845i | 61.3316 | 0.029947 | -30.4729 | -96.6982
3979 | [5 empty] | 35.2583 | 2405 | 40.05063 |  |  |  | 48.6557724393659+65.8177900911568i | 81.8497 | 0.039966 | -27.9663 | -94.1915
4019 | [5 empty] | 35.2729 | 2406 | 40.06728 |  |  |  | -20.3371165634203-22.4672343628374i | 30.3047 | 0.014797 | -36.5964 | -102.8216
3963 | [5 empty] | 35.2876 | 2407 | 40.08393 |  |  |  | 24.7410155533708+10.6512065398811i | 26.9363 | 0.013153 | -37.6198 | -103.8451
3817 | [5 empty] | 35.3022 | 2408 | 40.10059 |  |  |  | 10.5769099643759-49.6830287946117i | 50.7964 | 0.024803 | -32.1099 | -98.3352
3585 | [5 empty] | 35.3169 | 2409 | 40.11724 |  |  |  | 33.4732915690898+17.2404279006905i | 37.6523 | 0.018385 | -34.7108 | -100.936
3278 | [5 empty] | 35.3316 | 2410 | 40.13389 |  |  |  | 14.7137008804972-14.1051732080887i | 20.3826 | 0.0099524 | -40.0414 | -106.2667
2911 | [5 empty] | 35.3462 | 2411 | 40.15054 |  |  |  | -15.2353637798915-9.4047018357049i | 17.9043 | 0.0087423 | -41.1674 | -107.3927
2505 | [5 empty] | 35.3609 | 2412 | 40.16720 |  |  |  | -2.300014360989-19.6985404140934i | 19.8324 | 0.0096838 | -40.2791 | -106.5044
2079 | [5 empty] | 35.3755 | 2413 | 40.18385 |  |  |  | -15.0823307428007+29.7268155714716i | 33.3341 | 0.016276 | -35.7688 | -101.9941
1651 | [5 empty] | 35.3902 | 2414 | 40.20050 |  |  |  | 8.97746695125224+19.5886889667527i | 21.5479 | 0.010521 | -39.5585 | -105.7838
1244 | [5 empty] | 35.4049 | 2415 | 40.21716 |  |  |  | -31.9455596316228-31.8181943271626i | 45.0879 | 0.022016 | -33.1454 | -99.3707
880 | [5 empty] | 35.4195 | 2416 | 40.23381 |  |  |  | -25.0922617374893+28.1991608329319i | 37.7467 | 0.018431 | -34.689 | -100.9143
576 | [5 empty] | 35.4342 | 2417 | 40.25046 |  |  |  | -30.6714200545389+36.7799739847996i | 47.8905 | 0.023384 | -32.6216 | -98.8469
344 | [5 empty] | 35.4488 | 2418 | 40.26712 |  |  |  | -47.5519768090511-15.1231637525336i | 49.8989 | 0.024365 | -32.2648 | -98.49
201 | [5 empty] | 35.4635 | 2419 | 40.28377 |  |  |  | -3.11944745733564-12.3682896186972i | 12.7556 | 0.0062283 | -44.1126 | -110.3378
148 | [5 empty] | 35.4782 | 2420 | 40.30042 |  |  |  | 14.3436535655664+27.6797969226583i | 31.1755 | 0.015222 | -36.3503 | -102.5756
191 | [5 empty] | 35.4928 | 2421 | 40.31708 |  |  |  | -22.5301090274339+48.5302534655112i | 53.5051 | 0.026126 | -31.6587 | -97.884
328 | [5 empty] | 35.5075 | 2422 | 40.33373 |  |  |  | -7.23508726301269+13.720805617966i | 15.5115 | 0.007574 | -42.4135 | -108.6388
552 | [5 empty] | 35.5221 | 2423 | 40.35038 |  |  |  | 17.1842479033952+6.52117243379363i | 18.38 | 0.0089746 | -40.9397 | -107.1649
849 | [5 empty] | 35.5368 | 2424 | 40.36703 |  |  |  | 3.90626293204726+47.1281816566303i | 47.2898 | 0.023091 | -32.7313 | -98.9565
1209 | [5 empty] | 35.5515 | 2425 | 40.38369 |  |  |  | 4.381888284182-47.1785227767682i | 47.3816 | 0.023136 | -32.7144 | -98.9397
1612 | [5 empty] | 35.5661 | 2426 | 40.40034 |  |  |  | 28.4247062442406-48.3944312557907i | 56.1247 | 0.027405 | -31.2435 | -97.4688
2038 | [5 empty] | 35.5808 | 2427 | 40.41699 |  |  |  | 56.360295440986-13.9482489835744i | 58.0606 | 0.02835 | -30.949 | -97.1742
2467 | [5 empty] | 35.5955 | 2428 | 40.43365 |  |  |  | -6.6835703520026+61.465395951307i | 61.8277 | 0.030189 | -30.4029 | -96.6282
2876 | [5 empty] | 35.6101 | 2429 | 40.45030 |  |  |  | 54.6802964702605-227.267935474284i | 233.7534 | 0.11414 | -18.8514 | -85.0767
3247 | [5 empty] | 35.6248 | 2430 | 40.46695 |  |  |  | 6.87765749724308+20.4426770247066i | 21.5686 | 0.010532 | -39.5502 | -105.7754
3559 | [5 empty] | 35.6394 | 2431 | 40.48361 |  |  |  | 12.5213792764216-3.36006357163356i | 12.9644 | 0.0063303 | -43.9716 | -110.1968
3799 | [5 empty] | 35.6541 | 2432 | 40.50026 |  |  |  | 46.3040443004197+26.8622516083352i | 53.5317 | 0.026139 | -31.6544 | -97.8796
3955 | [5 empty] | 35.6688 | 2433 | 40.51691 |  |  |  | -24.3978501093667-3.62625124719637i | 24.6659 | 0.012044 | -38.3847 | -104.6099
4017 | [5 empty] | 35.6834 | 2434 | 40.53357 |  |  |  | -19.1540721388905+1.25701824219002i | 19.1953 | 0.0093727 | -40.5627 | -106.788
3987 | [5 empty] | 35.6981 | 2435 | 40.55022 |  |  |  | -33.4957425145908+39.3292821381925i | 51.66 | 0.025225 | -31.9635 | -98.1888
3863 | [5 empty] | 35.7127 | 2436 | 40.56687 |  |  |  | 9.60749885912725-1.61603008014362i | 9.7425 | 0.0047571 | -46.4532 | -112.6785
3650 | [5 empty] | 35.7274 | 2437 | 40.58352 |  |  |  | -18.8100447291716-27.2195438382569i | 33.0866 | 0.016156 | -35.8336 | -102.0588
3360 | [5 empty] | 35.7421 | 2438 | 40.60018 |  |  |  | -27.975403336814-13.3004542069884i | 30.9762 | 0.015125 | -36.406 | -102.6313
3008 | [5 empty] | 35.7567 | 2439 | 40.61683 |  |  |  | 21.8166349319696+28.0818692914617i | 35.5606 | 0.017364 | -35.2072 | -101.4325
2610 | [5 empty] | 35.7714 | 2440 | 40.63348 |  |  |  | -0.744420135361215+8.46602802346753i | 8.4987 | 0.0041498 | -47.6396 | -113.8648
2185 | [5 empty] | 35.786 | 2441 | 40.65014 |  |  |  | 67.0786463517053-4.96930421152986i | 67.2625 | 0.032843 | -29.6711 | -95.8964
1756 | [5 empty] | 35.8007 | 2442 | 40.66679 |  |  |  | -4.66102467520551-33.2303174401093i | 33.5556 | 0.016385 | -35.7113 | -101.9365
1342 | [5 empty] | 35.8154 | 2443 | 40.68344 |  |  |  | 2.15746105225284+35.8402156725115i | 35.9051 | 0.017532 | -35.1235 | -101.3487
967 | [5 empty] | 35.83 | 2444 | 40.70010 |  |  |  | -36.2935804530917+22.2436362083561i | 42.5676 | 0.020785 | -33.645 | -99.8703
643 | [5 empty] | 35.8447 | 2445 | 40.71675 |  |  |  | 4.3403086180759+16.1314249202642i | 16.7051 | 0.0081568 | -41.7696 | -107.9949
394 | [5 empty] | 35.8593 | 2446 | 40.73340 |  |  |  | 37.5401653244439-19.7505929072856i | 42.4187 | 0.020712 | -33.6754 | -99.9007
228 | [5 empty] | 35.874 | 2447 | 40.75006 |  |  |  | 9.10059362118563+3.9870313992446i | 9.9357 | 0.0048514 | -46.2827 | -112.5079
151 | [5 empty] | 35.8887 | 2448 | 40.76671 |  |  |  | -49.3147816100256-38.5376460472328i | 62.5867 | 0.03056 | -30.297 | -96.5222
172 | [5 empty] | 35.9033 | 2449 | 40.78336 |  |  |  | 29.7041652997709+2.95659629653062i | 29.8509 | 0.014576 | -36.7274 | -102.9527
286 | [5 empty] | 35.918 | 2450 | 40.80001 |  |  |  | 30.5280780873831+8.67535547571335i | 31.7368 | 0.015496 | -36.1953 | -102.4206
488 | [5 empty] | 35.9326 | 2451 | 40.81667 |  |  |  | 24.4661565385335+31.4987310496605i | 39.8844 | 0.019475 | -34.2105 | -100.4358
769 | [5 empty] | 35.9473 | 2452 | 40.83332 |  |  |  | -14.3616865499469-8.98396880367714i | 16.9402 | 0.0082716 | -41.6482 | -107.8735
1114 | [5 empty] | 35.962 | 2453 | 40.84997 |  |  |  | 38.8582861008003-7.49817552521118i | 39.5751 | 0.019324 | -34.2782 | -100.5034
1509 | [5 empty] | 35.9766 | 2454 | 40.86663 |  |  |  | -8.33068496825779-50.1620235138909i | 50.8491 | 0.024829 | -32.1009 | -98.3262
1933 | [5 empty] | 35.9913 | 2455 | 40.88328 |  |  |  | -21.4294929124331+23.2753454528106i | 31.638 | 0.015448 | -36.2224 | -102.4477
2361 | [5 empty] | 36.0059 | 2456 | 40.89993 |  |  |  | 16.7203621170576-13.0991523220042i | 21.2405 | 0.010371 | -39.6833 | -105.9086
2777 | [5 empty] | 36.0206 | 2457 | 40.91659 |  |  |  | 32.0947517198745-26.4587429805024i | 41.5949 | 0.02031 | -33.8458 | -100.071
3159 | [5 empty] | 36.0353 | 2458 | 40.93324 |  |  |  | -10.447346408086+23.3788812873103i | 25.607 | 0.012503 | -38.0594 | -104.2847
3489 | [5 empty] | 36.0499 | 2459 | 40.94989 |  |  |  | -13.2423197743478-24.4662244605756i | 27.82 | 0.013584 | -37.3394 | -103.5647
3746 | [5 empty] | 36.0646 | 2460 | 40.96655 |  |  |  | -36.9875774787011-8.59041931572358i | 37.972 | 0.018541 | -34.6373 | -100.8626
3925 | [5 empty] | 36.0792 | 2461 | 40.98320 |  |  |  | -12.6536265200348+17.2708409182396i | 21.4102 | 0.010454 | -39.6142 | -105.8394
4010 | [5 empty] | 36.0939 | 2462 | 40.99985 |  |  |  | -18.8452060520837+6.47916438200937i | 19.9279 | 0.0097304 | -40.2374 | -106.4626
4003 | [5 empty] | 36.1086 | 2463 | 41.01650 |  |  |  | 18.7015590054309+9.72128483073219i | 21.0773 | 0.010292 | -39.7503 | -105.9756
3902 | [5 empty] | 36.1232 | 2464 | 41.03316 |  |  |  | 7.86946410216491+45.2235507946733i | 45.9031 | 0.022414 | -32.9898 | -99.215
3709 | [5 empty] | 36.1379 | 2465 | 41.04981 |  |  |  | 206.862722702066+110.204235887976i | 234.3868 | 0.11445 | -18.8279 | -85.0532
3439 | [5 empty] | 36.1525 | 2466 | 41.06646 |  |  |  | -26.3893047248349-64.437023590434i | 69.6314 | 0.034 | -29.3705 | -95.5958
3099 | [5 empty] | 36.1672 | 2467 | 41.08312 |  |  |  | -16.4572649300104+20.1616279762065i | 26.0256 | 0.012708 | -37.9186 | -104.1438
2711 | [5 empty] | 36.1819 | 2468 | 41.09977 |  |  |  | 10.7120321775094-22.8334767122022i | 25.2213 | 0.012315 | -38.1912 | -104.4165
2292 | [5 empty] | 36.1965 | 2469 | 41.11642 |  |  |  | 27.0794479133589+5.95445678018912i | 27.7264 | 0.013538 | -37.3687 | -103.594
1862 | [5 empty] | 36.2112 | 2470 | 41.13308 |  |  |  | 14.7544149913739-59.944394873084i | 61.7335 | 0.030143 | -30.4162 | -96.6414
1442 | [5 empty] | 36.2258 | 2471 | 41.14973 |  |  |  | -44.2840023596932-11.132126792608i | 45.6618 | 0.022296 | -33.0355 | -99.2608
1055 | [5 empty] | 36.2405 | 2472 | 41.16638 |  |  |  | -44.4121264373922-28.9479248870408i | 53.0134 | 0.025885 | -31.7389 | -97.9641
718 | [5 empty] | 36.2552 | 2473 | 41.18303 |  |  |  | 7.05587386923997-11.7291527429837i | 13.6879 | 0.0066835 | -43.4999 | -109.7251
448 | [5 empty] | 36.2698 | 2474 | 41.19969 |  |  |  | -51.1821261393906-21.6234690645971i | 55.5624 | 0.02713 | -31.331 | -97.5562
261 | [5 empty] | 36.2845 | 2475 | 41.21634 |  |  |  | 15.8947257616725+4.71268389325045i | 16.5787 | 0.008095 | -41.8356 | -108.0609
160 | [5 empty] | 36.2992 | 2476 | 41.23299 |  |  |  | -5.62267507899185+6.74367038937755i | 8.7802 | 0.0042872 | -47.3565 | -113.5818
157 | [5 empty] | 36.3138 | 2477 | 41.24965 |  |  |  | 7.64886304525055-0.799777643769811i | 7.6906 | 0.0037552 | -48.5074 | -114.7327
249 | [5 empty] | 36.3285 | 2478 | 41.26630 |  |  |  | -20.7225118335703-19.9814431735945i | 28.7868 | 0.014056 | -37.0427 | -103.268
429 | [5 empty] | 36.3431 | 2479 | 41.28295 |  |  |  | -12.0887890569443+6.43192803801337i | 13.6934 | 0.0066862 | -43.4964 | -109.7216
692 | [5 empty] | 36.3578 | 2480 | 41.29961 |  |  |  | 2.87043477205294-5.75672613806599i | 6.4327 | 0.003141 | -50.0588 | -116.284
1024 | [5 empty] | 36.3725 | 2481 | 41.31626 |  |  |  | -49.0976797760495+0.303277445521834i | 49.0986 | 0.023974 | -32.4052 | -98.6305
1408 | [5 empty] | 36.3871 | 2482 | 41.33291 |  |  |  | -15.8291695955114+2.78321862211459i | 16.072 | 0.0078477 | -42.1052 | -108.3305
1825 | [5 empty] | 36.4018 | 2483 | 41.34957 |  |  |  | -22.6895694062683+19.7288590097011i | 30.0673 | 0.014681 | -36.6647 | -102.89
2256 | [5 empty] | 36.4164 | 2484 | 41.36622 |  |  |  | -38.3386586826902+62.5531011338269i | 73.3672 | 0.035824 | -28.9166 | -95.1418
2675 | [5 empty] | 36.4311 | 2485 | 41.38287 |  |  |  | 5.54329273400686-26.9271740957445i | 27.4918 | 0.013424 | -37.4425 | -103.6678
3069 | [5 empty] | 36.4458 | 2486 | 41.39952 |  |  |  | -8.76346429192581-20.7565409946545i | 22.5307 | 0.011001 | -39.1711 | -105.3964
3412 | [5 empty] | 36.4604 | 2487 | 41.41618 |  |  |  | -55.7881423123792+9.57560841001299i | 56.604 | 0.027639 | -31.1697 | -97.3949
3690 | [5 empty] | 36.4751 | 2488 | 41.43283 |  |  |  | -4.11029669524516+53.7218260290917i | 53.8788 | 0.026308 | -31.5982 | -97.8235
3890 | [5 empty] | 36.4897 | 2489 | 41.44948 |  |  |  | 30.1587663651192+37.3179908703047i | 47.9811 | 0.023428 | -32.6052 | -98.8304
3999 | [5 empty] | 36.5044 | 2490 | 41.46614 |  |  |  | -4.91588355522779+40.0830140905726i | 40.3833 | 0.019718 | -34.1026 | -100.3278
4014 | [5 empty] | 36.5191 | 2491 | 41.48279 |  |  |  | -1.70447750498129-14.688810142706i | 14.7874 | 0.0072204 | -42.8288 | -109.054
3936 | [5 empty] | 36.5337 | 2492 | 41.49944 |  |  |  | -27.3612077041879-32.2658281877164i | 42.3051 | 0.020657 | -33.6987 | -99.924
3765 | [5 empty] | 36.5484 | 2493 | 41.51610 |  |  |  | 37.7773012402961+15.6366533637357i | 40.8856 | 0.019964 | -33.9952 | -100.2204
3513 | [5 empty] | 36.563 | 2494 | 41.53275 |  |  |  | -8.43769378853708-30.6658890745655i | 31.8055 | 0.01553 | -36.1765 | -102.4018
3189 | [5 empty] | 36.5777 | 2495 | 41.54940 |  |  |  | -26.3887629630634-4.99916529893744i | 26.8581 | 0.013114 | -37.6451 | -103.8703
2812 | [5 empty] | 36.5924 | 2496 | 41.56606 |  |  |  | 2.98966372723315-26.6123420285852i | 26.7797 | 0.013076 | -37.6705 | -103.8957
2397 | [5 empty] | 36.607 | 2497 | 41.58271 |  |  |  | -9.94133566448873+1.0056659660001i | 9.9921 | 0.0048789 | -46.2335 | -112.4587
1968 | [5 empty] | 36.6217 | 2498 | 41.59936 |  |  |  | 22.0633923968026-23.4560728404993i | 32.2022 | 0.015724 | -36.0689 | -102.2941
1544 | [5 empty] | 36.6363 | 2499 | 41.61601 |  |  |  | 10.7970061899879-30.1596340145287i | 32.034 | 0.015642 | -36.1144 | -102.3396
1147 | [5 empty] | 36.651 | 2500 | 41.63267 |  |  |  | -19.5288225397744+12.2414859794131i | 23.0484 | 0.011254 | -38.9738 | -105.199
796 | [5 empty] | 36.6657 | 2501 | 41.64932 |  |  |  | 68.9440872361888-127.577116257876i | 145.0145 | 0.070808 | -22.9984 | -89.2236
509 | [5 empty] | 36.6803 | 2502 | 41.66597 |  |  |  | -11.2734235884297+21.8808011239976i | 24.6142 | 0.012019 | -38.4029 | -104.6281
299 | [5 empty] | 36.695 | 2503 | 41.68263 |  |  |  | 11.3182522180874+24.0520871853904i | 26.5821 | 0.01298 | -37.7348 | -103.9601
177 | [5 empty] | 36.7096 | 2504 | 41.69928 |  |  |  | -50.1549889309128+21.3966457873688i | 54.5283 | 0.026625 | -31.4942 | -97.7194
150 | [5 empty] | 36.7243 | 2505 | 41.71593 |  |  |  | 26.7256953265927+39.9162429471084i | 48.0372 | 0.023456 | -32.5951 | -98.8203
218 | [5 empty] | 36.739 | 2506 | 41.73259 |  |  |  | -41.7689408629408-72.6480010184143i | 83.7996 | 0.040918 | -27.7618 | -93.987
376 | [5 empty] | 36.7536 | 2507 | 41.74924 |  |  |  | 48.5054449205403-2.35394647947678i | 48.5625 | 0.023712 | -32.5006 | -98.7258
620 | [5 empty] | 36.7683 | 2508 | 41.76589 |  |  |  | -32.1440409083858-31.5804597151996i | 45.0618 | 0.022003 | -33.1504 | -99.3757
936 | [5 empty] | 36.7829 | 2509 | 41.78255 |  |  |  | 9.04346890642221+4.00038812153377i | 9.8888 | 0.0048285 | -46.3238 | -112.549
1308 | [5 empty] | 36.7976 | 2510 | 41.79920 |  |  |  | 34.6829552735641+33.6759657716527i | 48.3423 | 0.023605 | -32.5401 | -98.7653
1720 | [5 empty] | 36.8123 | 2511 | 41.81585 |  |  |  | -62.9154167463035+15.8551150358634i | 64.8825 | 0.031681 | -29.9841 | -96.2093
2148 | [5 empty] | 36.8269 | 2512 | 41.83250 |  |  |  | 25.1936103395957+30.0803141484814i | 39.237 | 0.019159 | -34.3527 | -100.5779
2575 | [5 empty] | 36.8416 | 2513 | 41.84916 |  |  |  | 44.6589490542175+34.065436512229i | 56.1683 | 0.027426 | -31.2368 | -97.462
2976 | [5 empty] | 36.8562 | 2514 | 41.86581 |  |  |  | 38.2968246079175+22.7146976569352i | 44.5264 | 0.021741 | -33.2542 | -99.4795
3333 | [5 empty] | 36.8709 | 2515 | 41.88246 |  |  |  | -34.5159625781325-8.32998542117569i | 35.5069 | 0.017337 | -35.2203 | -101.4456
3629 | [5 empty] | 36.8856 | 2516 | 41.89912 |  |  |  | -9.17448366603798+27.0786913609885i | 28.5907 | 0.01396 | -37.1021 | -103.3274
3848 | [5 empty] | 36.9002 | 2517 | 41.91577 |  |  |  | 35.5132559260983-34.0334117134199i | 49.1881 | 0.024018 | -32.3894 | -98.6147
3980 | [5 empty] | 36.9149 | 2518 | 41.93242 |  |  |  | 0.861022593083046+17.2317205324977i | 17.2532 | 0.0084244 | -41.4892 | -107.7144
4019 | [5 empty] | 36.9295 | 2519 | 41.94908 |  |  |  | -2.31113981382282-25.9063417601897i | 26.0092 | 0.0127 | -37.9241 | -104.1493
3963 | [5 empty] | 36.9442 | 2520 | 41.96573 |  |  |  | -16.4861161625475-8.01698437783151i | 18.3321 | 0.0089512 | -40.9624 | -107.1876
3817 | [5 empty] | 36.9589 | 2521 | 41.98238 |  |  |  | 9.58702710372786+13.0654533359152i | 16.2055 | 0.0079128 | -42.0334 | -108.2586
3583 | [5 empty] | 36.9735 | 2522 | 41.99904 |  |  |  | 6.0567499869092+32.6452174713629i | 33.2023 | 0.016212 | -35.8032 | -102.0285
3276 | [5 empty] | 36.9882 | 2523 | 42.01569 |  |  |  | 38.3440439062188+5.49065116721478i | 38.7352 | 0.018914 | -34.4645 | -100.6897
2909 | [5 empty] | 37.0028 | 2524 | 42.03234 |  |  |  | 35.2080309533306-17.881641827634i | 39.4887 | 0.019282 | -34.2971 | -100.5224
2502 | [5 empty] | 37.0175 | 2525 | 42.04899 |  |  |  | -13.1872800821889+15.9792971464103i | 20.7182 | 0.010116 | -39.8996 | -106.1248
2076 | [5 empty] | 37.0322 | 2526 | 42.06565 |  |  |  | 5.0749160301615+9.72875722883692i | 10.9729 | 0.0053578 | -45.4202 | -111.6455
1647 | [5 empty] | 37.0468 | 2527 | 42.08230 |  |  |  | 22.3205806774515+0.777477861103257i | 22.3341 | 0.010905 | -39.2472 | -105.4725
1242 | [5 empty] | 37.0615 | 2528 | 42.09895 |  |  |  | 55.1215742540941-35.0820082263488i | 65.3386 | 0.031904 | -29.9232 | -96.1484
878 | [5 empty] | 37.0762 | 2529 | 42.11561 |  |  |  | -25.4035017181307+52.5441440964618i | 58.3629 | 0.028497 | -30.9039 | -97.1291
574 | [5 empty] | 37.0908 | 2530 | 42.13226 |  |  |  | 39.5883483069717+7.01174436933599i | 40.2045 | 0.019631 | -34.1411 | -100.3664
344 | [5 empty] | 37.1055 | 2531 | 42.14891 |  |  |  | -2.75777316313577+18.706875175378i | 18.9091 | 0.0092329 | -40.6932 | -106.9185
200 | [5 empty] | 37.1201 | 2532 | 42.16557 |  |  |  | -28.7560218607922-45.8183844555226i | 54.0947 | 0.026413 | -31.5635 | -97.7888
147 | [5 empty] | 37.1348 | 2533 | 42.18222 |  |  |  | 4.15726002169698+21.6829618538078i | 22.0779 | 0.01078 | -39.3474 | -105.5727
192 | [5 empty] | 37.1495 | 2534 | 42.19887 |  |  |  | -9.89229893663487+3.64694488107397i | 10.5431 | 0.005148 | -45.7672 | -111.9924
329 | [5 empty] | 37.1641 | 2535 | 42.21553 |  |  |  | 8.66981069569574-50.0409261996861i | 50.7864 | 0.024798 | -32.1116 | -98.3369
552 | [5 empty] | 37.1788 | 2536 | 42.23218 |  |  |  | 48.4135471824399-47.9773118759595i | 68.1593 | 0.033281 | -29.5561 | -95.7813
853 | [5 empty] | 37.1934 | 2537 | 42.24883 |  |  |  | 36.6172218113485+35.4791327624783i | 50.9862 | 0.024896 | -32.0776 | -98.3028
1212 | [5 empty] | 37.2081 | 2538 | 42.26548 |  |  |  | 11.4517422523354-0.156592283342974i | 11.4528 | 0.0055922 | -45.0484 | -111.2736
1617 | [5 empty] | 37.2228 | 2539 | 42.28214 |  |  |  | 11.6537016426511+61.2794971782434i | 62.3778 | 0.030458 | -30.326 | -96.5513
2043 | [5 empty] | 37.2374 | 2540 | 42.29879 |  |  |  | 6.87952020269263-23.6228287237666i | 24.6042 | 0.012014 | -38.4064 | -104.6317
2469 | [5 empty] | 37.2521 | 2541 | 42.31544 |  |  |  | -19.9944966997962-7.06448122946485i | 21.2058 | 0.010354 | -39.6975 | -105.9227
2879 | [5 empty] | 37.2667 | 2542 | 42.33210 |  |  |  | 24.9878464899756+26.5964414252502i | 36.4933 | 0.017819 | -34.9823 | -101.2076
3248 | [5 empty] | 37.2814 | 2543 | 42.34875 |  |  |  | 10.2402346927436+56.0133168349697i | 56.9417 | 0.027804 | -31.118 | -97.3432
3562 | [5 empty] | 37.2961 | 2544 | 42.36540 |  |  |  | -10.1584742154687+41.5360338345237i | 42.7602 | 0.020879 | -33.6058 | -99.831
3800 | [5 empty] | 37.3107 | 2545 | 42.38206 |  |  |  | -7.75207770212617+31.5641693373295i | 32.5022 | 0.01587 | -35.9884 | -102.2136
3955 | [5 empty] | 37.3254 | 2546 | 42.39871 |  |  |  | -33.2243494317993-21.4143542792053i | 39.5276 | 0.019301 | -34.2886 | -100.5138
4018 | [5 empty] | 37.34 | 2547 | 42.41536 |  |  |  | -10.6851001335529+33.5666080515222i | 35.2262 | 0.0172 | -35.2893 | -101.5145
3985 | [5 empty] | 37.3547 | 2548 | 42.43201 |  |  |  | 14.8381991912082-16.5322718559039i | 22.2146 | 0.010847 | -39.2938 | -105.5191
3861 | [5 empty] | 37.3694 | 2549 | 42.44867 |  |  |  | 0.640145260570147-5.58298778990671i | 5.6196 | 0.0027439 | -51.2325 | -117.4578
3649 | [5 empty] | 37.384 | 2550 | 42.46532 |  |  |  | 24.6542695667333+13.4226689398733i | 28.0714 | 0.013707 | -37.2613 | -103.4866
3358 | [5 empty] | 37.3987 | 2551 | 42.48197 |  |  |  | 54.3644959969258-26.8283644995521i | 60.6239 | 0.029602 | -30.5737 | -96.799
3005 | [5 empty] | 37.4133 | 2552 | 42.49863 |  |  |  | -1.33479778245488+1.17561997402865i | 1.7787 | 0.00086851 | -61.2246 | -127.4498
2606 | [5 empty] | 37.428 | 2553 | 42.51528 |  |  |  | -22.3341316493667-11.4602613780463i | 25.1028 | 0.012257 | -38.2322 | -104.4574
2181 | [5 empty] | 37.4427 | 2554 | 42.53193 |  |  |  | 2.4655602913582-2.73883828573469i | 3.6851 | 0.0017994 | -54.8975 | -121.1228
1753 | [5 empty] | 37.4573 | 2555 | 42.54859 |  |  |  | -2.52586451552206-4.11109253814136i | 4.825 | 0.002356 | -52.5566 | -118.7818
1340 | [5 empty] | 37.472 | 2556 | 42.56524 |  |  |  | 4.59292597338696-8.69782659808114i | 9.836 | 0.0048027 | -46.3702 | -112.5955
964 | [5 empty] | 37.4866 | 2557 | 42.58189 |  |  |  | -3.43603315591975-2.13404292307969i | 4.0448 | 0.001975 | -54.0886 | -120.3139
642 | [5 empty] | 37.5013 | 2558 | 42.59855 |  |  |  | -15.4267265958405+1.83816120373806i | 15.5359 | 0.0075859 | -42.3999 | -108.6251
394 | [5 empty] | 37.516 | 2559 | 42.61520 |  |  |  | -4.60697333293804+6.93178042097224i | 8.3231 | 0.004064 | -47.8209 | -114.0462
227 | [5 empty] | 37.5306 | 2560 | 42.63185 |  |  |  | 36.0624458405139+2.74873734152913i | 36.1671 | 0.01766 | -35.0603 | -101.2856
151 | [5 empty] | 37.5453 | 2561 | 42.64850 |  |  |  | -0.716064898096679+17.8833409878005i | 17.8977 | 0.0087391 | -41.1707 | -107.3959
172 | [5 empty] | 37.5599 | 2562 | 42.66516 |  |  |  | 37.1134213004537+42.5671069462803i | 56.4745 | 0.027575 | -31.1896 | -97.4148
287 | [5 empty] | 37.5746 | 2563 | 42.68181 |  |  |  | -33.1783586047075-8.35110858916303i | 34.2132 | 0.016706 | -35.5427 | -101.768
491 | [5 empty] | 37.5893 | 2564 | 42.69846 |  |  |  | 22.0353657266022+5.09657363712383i | 22.6171 | 0.011043 | -39.1379 | -105.3631
772 | [5 empty] | 37.6039 | 2565 | 42.71512 |  |  |  | -38.7309748118905+25.2707724723406i | 46.2461 | 0.022581 | -32.9251 | -99.1503
1118 | [5 empty] | 37.6186 | 2566 | 42.73177 |  |  |  | -21.4005877676992-15.9275182764719i | 26.6772 | 0.013026 | -37.7038 | -103.9291
1512 | [5 empty] | 37.6332 | 2567 | 42.74842 |  |  |  | -4.84577402440995+8.75471529009657i | 10.0063 | 0.0048859 | -46.2211 | -112.4464
1935 | [5 empty] | 37.6479 | 2568 | 42.76508 |  |  |  | 4.80860905969888+15.8083078398878i | 16.5235 | 0.0080681 | -41.8646 | -108.0898
2364 | [5 empty] | 37.6626 | 2569 | 42.78173 |  |  |  | -31.0553266196433+39.5675708435682i | 50.2994 | 0.02456 | -32.1953 | -98.4206
2781 | [5 empty] | 37.6772 | 2570 | 42.79838 |  |  |  | -12.128628636325+22.2833328767411i | 25.3703 | 0.012388 | -38.1401 | -104.3653
3161 | [5 empty] | 37.6919 | 2571 | 42.81504 |  |  |  | -20.444714537914+30.9292987929983i | 37.0757 | 0.018103 | -34.8448 | -101.0701
3490 | [5 empty] | 37.7065 | 2572 | 42.83169 |  |  |  | 6.19406746267516+87.6213629123947i | 87.84 | 0.042891 | -27.3528 | -93.578
3749 | [5 empty] | 37.7212 | 2573 | 42.84834 |  |  |  | 15.7402566740639-10.6832991808736i | 19.0234 | 0.0092888 | -40.6409 | -106.8661
3925 | [5 empty] | 37.7359 | 2574 | 42.86499 |  |  |  | -80.6485649705243-214.968236396714i | 229.5986 | 0.11211 | -19.0072 | -85.2325
4012 | [5 empty] | 37.7505 | 2575 | 42.88165 |  |  |  | 19.1013049112116+15.3894662406269i | 24.5295 | 0.011977 | -38.4328 | -104.6581
4004 | [5 empty] | 37.7652 | 2576 | 42.89830 |  |  |  | 24.7028879461092-24.5572505990781i | 34.8323 | 0.017008 | -35.3869 | -101.6122
3900 | [5 empty] | 37.7799 | 2577 | 42.91495 |  |  |  | 32.0000582333225+63.3088026624916i | 70.9366 | 0.034637 | -29.2092 | -95.4344
3708 | [5 empty] | 37.7945 | 2578 | 42.93161 |  |  |  | -21.8434300035118-31.5629701811998i | 38.3843 | 0.018742 | -34.5435 | -100.7688
3436 | [5 empty] | 37.8092 | 2579 | 42.94826 |  |  |  | 24.7389686252762-30.2510407683187i | 39.0787 | 0.019081 | -34.3878 | -100.6131
3097 | [5 empty] | 37.8238 | 2580 | 42.96491 |  |  |  | -21.6680441097048+3.93258635477647i | 22.022 | 0.010753 | -39.3695 | -105.5947
2707 | [5 empty] | 37.8385 | 2581 | 42.98157 |  |  |  | 67.9585441022135+49.9284306565508i | 84.328 | 0.041176 | -27.7072 | -93.9324
2289 | [5 empty] | 37.8532 | 2582 | 42.99822 |  |  |  | -28.7992887730377+7.06021774303263i | 29.6521 | 0.014479 | -36.7855 | -103.0107
1858 | [5 empty] | 37.8678 | 2583 | 43.01487 |  |  |  | -1.30391322032236-5.53915992531549i | 5.6906 | 0.0027786 | -51.1235 | -117.3487
1440 | [5 empty] | 37.8825 | 2584 | 43.03153 |  |  |  | 1.27830786639336-18.9728216942689i | 19.0158 | 0.0092851 | -40.6443 | -106.8695
1053 | [5 empty] | 37.8971 | 2585 | 43.04818 |  |  |  | 10.4617648723967-11.7625597994103i | 15.7419 | 0.0076865 | -42.2855 | -108.5107
716 | [5 empty] | 37.9118 | 2586 | 43.06483 |  |  |  | 9.8991911207368-34.9147844283596i | 36.291 | 0.01772 | -35.0306 | -101.2559
447 | [5 empty] | 37.9265 | 2587 | 43.08148 |  |  |  | -5.01092082391491+13.525874794118i | 14.4242 | 0.0070431 | -43.0447 | -109.27
261 | [5 empty] | 37.9411 | 2588 | 43.09814 |  |  |  | 28.7436100993414-2.58518725534604i | 28.8596 | 0.014092 | -37.0208 | -103.246
161 | [5 empty] | 37.9558 | 2589 | 43.11479 |  |  |  | 31.6011843493126-7.74393652647611i | 32.5362 | 0.015887 | -35.9793 | -102.2045
158 | [5 empty] | 37.9704 | 2590 | 43.13144 |  |  |  | -42.2417635323078-38.9697907630873i | 57.4718 | 0.028062 | -31.0375 | -97.2627
250 | [5 empty] | 37.9851 | 2591 | 43.14810 |  |  |  | -32.6440073098899-3.70407293975034i | 32.8535 | 0.016042 | -35.895 | -102.1202
432 | [5 empty] | 37.9998 | 2592 | 43.16475 |  |  |  | 19.5217075348156+30.4781958831279i | 36.1942 | 0.017673 | -35.0538 | -101.2791
694 | [5 empty] | 38.0144 | 2593 | 43.18140 |  |  |  | 47.078818990966+24.5759989064684i | 53.1074 | 0.025931 | -31.7235 | -97.9487
1027 | [5 empty] | 38.0291 | 2594 | 43.19806 |  |  |  | -38.0326746243593+13.3783077141467i | 40.317 | 0.019686 | -34.1168 | -100.3421
1410 | [5 empty] | 38.0437 | 2595 | 43.21471 |  |  |  | -34.2675049428637-48.3505915034979i | 59.2625 | 0.028937 | -30.771 | -96.9963
1829 | [5 empty] | 38.0584 | 2596 | 43.23136 |  |  |  | 18.337870057379+68.5288133643748i | 70.9399 | 0.034639 | -29.2088 | -95.434
2258 | [5 empty] | 38.0731 | 2597 | 43.24802 |  |  |  | -56.6679049230615+14.7176744261111i | 58.5479 | 0.028588 | -30.8764 | -97.1016
2680 | [5 empty] | 38.0877 | 2598 | 43.26467 |  |  |  | 28.9456120748227-0.123045159104324i | 28.9459 | 0.014134 | -36.9949 | -103.2201
3072 | [5 empty] | 38.1024 | 2599 | 43.28132 |  |  |  | 59.3090421988233+7.35369892369376i | 59.7632 | 0.029181 | -30.6979 | -96.9232
3415 | [5 empty] | 38.117 | 2600 | 43.29797 |  |  |  | 24.2976975394237+5.31952769194898i | 24.8732 | 0.012145 | -38.312 | -104.5372
3691 | [5 empty] | 38.1317 | 2601 | 43.31463 |  |  |  | 15.3692094318082+13.166869575335i | 20.2381 | 0.0098819 | -40.1032 | -106.3285
3890 | [5 empty] | 38.1464 | 2602 | 43.33128 |  |  |  | -14.397561511161+19.0041803671568i | 23.8422 | 0.011642 | -38.6797 | -104.9049
3999 | [5 empty] | 38.161 | 2603 | 43.34793 |  |  |  | 13.5963558806538-25.8547881542468i | 29.2118 | 0.014264 | -36.9154 | -103.1407
4014 | [5 empty] | 38.1757 | 2604 | 43.36459 |  |  |  | 1.13759146304492-5.39988617610573i | 5.5184 | 0.0026945 | -51.3903 | -117.6156
3934 | [5 empty] | 38.1903 | 2605 | 43.38124 |  |  |  | -1.34830863600441+16.581253152776i | 16.636 | 0.008123 | -41.8056 | -108.0309
3763 | [5 empty] | 38.205 | 2606 | 43.39789 |  |  |  | 5.06756163502012+13.9440371586123i | 14.8363 | 0.0072443 | -42.8001 | -109.0253
3511 | [5 empty] | 38.2197 | 2607 | 43.41455 |  |  |  | 7.07893823782621+49.402480370773i | 49.9071 | 0.024369 | -32.2634 | -98.4886
3185 | [5 empty] | 38.2343 | 2608 | 43.43120 |  |  |  | 42.615704944423+16.3578352651739i | 45.6473 | 0.022289 | -33.0383 | -99.2635
2808 | [5 empty] | 38.249 | 2609 | 43.44785 |  |  |  | -25.3097507377136-25.8861154337548i | 36.2032 | 0.017677 | -35.0517 | -101.2769
2394 | [5 empty] | 38.2636 | 2610 | 43.46451 |  |  |  | 246.687192646879-99.2600126034469i | 265.9081 | 0.12984 | -17.732 | -83.9572
1965 | [5 empty] | 38.2783 | 2611 | 43.48116 |  |  |  | 49.1887970301808-25.294189081693i | 55.3112 | 0.027007 | -31.3703 | -97.5956
1542 | [5 empty] | 38.293 | 2612 | 43.49781 |  |  |  | -21.0513108437053-61.8186843496558i | 65.3047 | 0.031887 | -29.9277 | -96.153
1144 | [5 empty] | 38.3076 | 2613 | 43.51446 |  |  |  | -6.81393804612962-31.0353935741776i | 31.7746 | 0.015515 | -36.185 | -102.4102
794 | [5 empty] | 38.3223 | 2614 | 43.53112 |  |  |  | -6.68767904182218-53.4967944742524i | 53.9132 | 0.026325 | -31.5927 | -97.8179
508 | [5 empty] | 38.3369 | 2615 | 43.54777 |  |  |  | -28.272637288044-15.0455740229714i | 32.0267 | 0.015638 | -36.1163 | -102.3416
298 | [5 empty] | 38.3516 | 2616 | 43.56442 |  |  |  | 22.75691930379+23.6342856233601i | 32.8094 | 0.01602 | -35.9066 | -102.1319
176 | [5 empty] | 38.3663 | 2617 | 43.58108 |  |  |  | -11.4191187995298+22.8388660329759i | 25.5345 | 0.012468 | -38.0841 | -104.3093
150 | [5 empty] | 38.3809 | 2618 | 43.59773 |  |  |  | 11.0737293484458-10.716664423383i | 15.4102 | 0.0075245 | -42.4704 | -108.6957
220 | [5 empty] | 38.3956 | 2619 | 43.61438 |  |  |  | -10.5587681667237+9.53879953764066i | 14.2294 | 0.006948 | -43.1629 | -109.3881
377 | [5 empty] | 38.4102 | 2620 | 43.63104 |  |  |  | -17.2674613919+9.43582607821329i | 19.6774 | 0.0096081 | -40.3472 | -106.5725
623 | [5 empty] | 38.4249 | 2621 | 43.64769 |  |  |  | -45.5412443934635+34.7952748558528i | 57.3124 | 0.027985 | -31.0616 | -97.2869
939 | [5 empty] | 38.4396 | 2622 | 43.66434 |  |  |  | -13.2341843748381-11.0851473685661i | 17.2634 | 0.0084294 | -41.4841 | -107.7093
1311 | [5 empty] | 38.4542 | 2623 | 43.68100 |  |  |  | 0.762500561136004-26.1484154889815i | 26.1595 | 0.012773 | -37.874 | -104.0992
1724 | [5 empty] | 38.4689 | 2624 | 43.69765 |  |  |  | -31.0767289952343+22.2416531896824i | 38.2159 | 0.01866 | -34.5817 | -100.807
2150 | [5 empty] | 38.4836 | 2625 | 43.71430 |  |  |  | 15.9666995245422-39.2822152609324i | 42.4032 | 0.020705 | -33.6786 | -99.9039
2577 | [5 empty] | 38.4982 | 2626 | 43.73095 |  |  |  | 4.85707183557388-28.7961809642648i | 29.2029 | 0.014259 | -36.9181 | -103.1433
2978 | [5 empty] | 38.5129 | 2627 | 43.74761 |  |  |  | -1.14897068865793-14.279461626195i | 14.3256 | 0.0069949 | -43.1043 | -109.3296
3335 | [5 empty] | 38.5275 | 2628 | 43.76426 |  |  |  | -8.45338720011878+5.73521404296785i | 10.2153 | 0.0049879 | -46.0416 | -112.2668
3630 | [5 empty] | 38.5422 | 2629 | 43.78091 |  |  |  | -26.5700468271709+6.20914194849069i | 27.2859 | 0.013323 | -37.5078 | -103.7331
3849 | [5 empty] | 38.5569 | 2630 | 43.79757 |  |  |  | 42.0143430878178+8.62684710985315i | 42.8909 | 0.020943 | -33.5793 | -99.8045
3981 | [5 empty] | 38.5715 | 2631 | 43.81422 |  |  |  | -5.1712560446004+38.6645380366803i | 39.0088 | 0.019047 | -34.4033 | -100.6286
4019 | [5 empty] | 38.5862 | 2632 | 43.83087 |  |  |  | 34.3804914213259-26.8160264861237i | 43.6018 | 0.02129 | -33.4365 | -99.6618
3964 | [5 empty] | 38.6008 | 2633 | 43.84753 |  |  |  | 35.8998220663966-26.4687866482714i | 44.6026 | 0.021779 | -33.2394 | -99.4646
3814 | [5 empty] | 38.6155 | 2634 | 43.86418 |  |  |  | 0.663302322838032-32.8869181023256i | 32.8936 | 0.016061 | -35.8844 | -102.1096
3580 | [5 empty] | 38.6302 | 2635 | 43.88083 |  |  |  | 28.1847941022232-34.553899187317i | 44.591 | 0.021773 | -33.2417 | -99.4669
3272 | [5 empty] | 38.6448 | 2636 | 43.89748 |  |  |  | -40.3131911476526+25.7545021206552i | 47.8377 | 0.023358 | -32.6312 | -98.8564
2906 | [5 empty] | 38.6595 | 2637 | 43.91414 |  |  |  | -13.3512714813458-13.4956076885442i | 18.9839 | 0.0092695 | -40.6589 | -106.8841
2500 | [5 empty] | 38.6741 | 2638 | 43.93079 |  |  |  | 38.6002274546348+8.26939218882215i | 39.4761 | 0.019275 | -34.2999 | -100.5252
2072 | [5 empty] | 38.6888 | 2639 | 43.94744 |  |  |  | -10.4845129749277+19.3727988674452i | 22.0279 | 0.010756 | -39.3671 | -105.5924
1645 | [5 empty] | 38.7035 | 2640 | 43.96410 |  |  |  | 10.758123130688-44.6124361605664i | 45.8912 | 0.022408 | -32.992 | -99.2173
1239 | [5 empty] | 38.7181 | 2641 | 43.98075 |  |  |  | 45.7017632603561+22.4245889876145i | 50.9069 | 0.024857 | -32.0911 | -98.3163
875 | [5 empty] | 38.7328 | 2642 | 43.99740 |  |  |  | 2.0939383550091+51.7556330612576i | 51.798 | 0.025292 | -31.9403 | -98.1656
571 | [5 empty] | 38.7474 | 2643 | 44.01406 |  |  |  | 29.860773889192+37.7819284381244i | 48.1574 | 0.023514 | -32.5733 | -98.7986
343 | [5 empty] | 38.7621 | 2644 | 44.03071 |  |  |  | -53.3903273041632+9.83187871324736i | 54.2881 | 0.026508 | -31.5325 | -97.7578
199 | [5 empty] | 38.7768 | 2645 | 44.04736 |  |  |  | -95.9960152044002-3.49466933985207i | 96.0596 | 0.046904 | -26.5758 | -92.801
148 | [5 empty] | 38.7914 | 2646 | 44.06402 |  |  |  | 80.2025495508103+121.669437553232i | 145.7254 | 0.071155 | -22.9559 | -89.1811
192 | [5 empty] | 38.8061 | 2647 | 44.08067 |  |  |  | 20.5112550606215+5.73084918080873i | 21.2968 | 0.010399 | -39.6603 | -105.8856
330 | [5 empty] | 38.8207 | 2648 | 44.09732 |  |  |  | 22.3112034717817-2.91512390536658i | 22.5008 | 0.010987 | -39.1826 | -105.4079
556 | [5 empty] | 38.8354 | 2649 | 44.11397 |  |  |  | 6.73362613482928+10.0171332713206i | 12.07 | 0.0058936 | -44.5925 | -110.8177
854 | [5 empty] | 38.8501 | 2650 | 44.13063 |  |  |  | -44.9348547078197+27.306339207473i | 52.5811 | 0.025674 | -31.81 | -98.0352
1215 | [5 empty] | 38.8647 | 2651 | 44.14728 |  |  |  | 52.8047968996992-16.5730871155445i | 55.3445 | 0.027024 | -31.3651 | -97.5904
1619 | [5 empty] | 38.8794 | 2652 | 44.16393 |  |  |  | -31.5961298229468+19.2634871085263i | 37.0054 | 0.018069 | -34.8613 | -101.0866
2046 | [5 empty] | 38.894 | 2653 | 44.18059 |  |  |  | -9.9925834765683+4.48563022174778i | 10.9532 | 0.0053482 | -45.4358 | -111.661
2473 | [5 empty] | 38.9087 | 2654 | 44.19724 |  |  |  | -23.6594721376094-9.15081029423778i | 25.3675 | 0.012386 | -38.1411 | -104.3663
2883 | [5 empty] | 38.9234 | 2655 | 44.21389 |  |  |  | 52.2378849494777+9.56999440646507i | 53.1073 | 0.025931 | -31.7235 | -97.9488
3251 | [5 empty] | 38.938 | 2656 | 44.23055 |  |  |  | 27.4377582657471+16.2105777780334i | 31.8687 | 0.015561 | -36.1593 | -102.3846
3564 | [5 empty] | 38.9527 | 2657 | 44.24720 |  |  |  | -15.927945117066-50.6945660810742i | 53.1379 | 0.025946 | -31.7185 | -97.9438
3804 | [5 empty] | 38.9673 | 2658 | 44.26385 |  |  |  | 53.8915412989889-23.5891562232703i | 58.8281 | 0.028725 | -30.8349 | -97.0602
3955 | [5 empty] | 38.982 | 2659 | 44.28051 |  |  |  | -49.5843534966717+22.288389287424i | 54.3634 | 0.026545 | -31.5205 | -97.7457
4018 | [5 empty] | 38.9967 | 2660 | 44.29716 |  |  |  | 48.7337687071786+45.059704200141i | 66.3729 | 0.032409 | -29.7868 | -96.012
3985 | [5 empty] | 39.0113 | 2661 | 44.31381 |  |  |  | -10.8067727423646+28.8197661415287i | 30.7793 | 0.015029 | -36.4614 | -102.6867
3860 | [5 empty] | 39.026 | 2662 | 44.33046 |  |  |  | 17.7813193122113+7.38634404624529i | 19.2544 | 0.0094016 | -40.536 | -106.7612
3647 | [5 empty] | 39.0406 | 2663 | 44.34712 |  |  |  | 33.1764334930417+13.1304413475828i | 35.6803 | 0.017422 | -35.178 | -101.4033
3355 | [5 empty] | 39.0553 | 2664 | 44.36377 |  |  |  | 16.4358390000191-11.0002715414514i | 19.7773 | 0.0096569 | -40.3032 | -106.5285
3003 | [5 empty] | 39.07 | 2665 | 44.38042 |  |  |  | 13.2262308439635+26.500254561625i | 29.6175 | 0.014462 | -36.7956 | -103.0209
2604 | [5 empty] | 39.0846 | 2666 | 44.39708 |  |  |  | 46.0241813369244-9.79673814419097i | 47.0553 | 0.022976 | -32.7744 | -98.9997
2179 | [5 empty] | 39.0993 | 2667 | 44.41373 |  |  |  | -30.6179608318582+14.2499731706161i | 33.7716 | 0.01649 | -35.6556 | -101.8808
1749 | [5 empty] | 39.1139 | 2668 | 44.43038 |  |  |  | -15.7283243484615+4.10163870168347i | 16.2543 | 0.0079367 | -42.0072 | -108.2325
1336 | [5 empty] | 39.1286 | 2669 | 44.44704 |  |  |  | -46.6019477889523+5.9989519110751i | 46.9865 | 0.022943 | -32.7871 | -99.0124
961 | [5 empty] | 39.1433 | 2670 | 44.46369 |  |  |  | -12.4023421240348-24.0323674419855i | 27.0439 | 0.013205 | -37.5852 | -103.8105
640 | [5 empty] | 39.1579 | 2671 | 44.48034 |  |  |  | -2.75651809436759-47.1866208494055i | 47.2671 | 0.02308 | -32.7354 | -98.9607
392 | [5 empty] | 39.1726 | 2672 | 44.49700 |  |  |  | -17.7719892191988+23.2359928626483i | 29.2533 | 0.014284 | -36.9031 | -103.1284
226 | [5 empty] | 39.1872 | 2673 | 44.51365 |  |  |  | -0.446377550410883-37.7305563598714i | 37.7332 | 0.018424 | -34.6921 | -100.9174
152 | [5 empty] | 39.2019 | 2674 | 44.53030 |  |  |  | 12.1758271738754-14.0948107031701i | 18.6256 | 0.0090946 | -40.8244 | -107.0496
173 | [5 empty] | 39.2166 | 2675 | 44.54695 |  |  |  | -8.26413142572469-22.5724715319978i | 24.0377 | 0.011737 | -38.6087 | -104.834
289 | [5 empty] | 39.2312 | 2676 | 44.56361 |  |  |  | -0.706496907163714-36.2634522201625i | 36.2703 | 0.01771 | -35.0356 | -101.2608
493 | [5 empty] | 39.2459 | 2677 | 44.58026 |  |  |  | -26.9021728857291+23.9675917663737i | 36.0302 | 0.017593 | -35.0933 | -101.3185
774 | [5 empty] | 39.2606 | 2678 | 44.59691 |  |  |  | -7.37475417287929+32.0064582277254i | 32.8451 | 0.016038 | -35.8972 | -102.1224
1121 | [5 empty] | 39.2752 | 2679 | 44.61357 |  |  |  | 4.03819136921046+7.31917045000003i | 8.3593 | 0.0040817 | -47.7832 | -114.0085
1514 | [5 empty] | 39.2899 | 2680 | 44.63022 |  |  |  | -8.73388110914818-0.287554856876685i | 8.7386 | 0.0042669 | -47.3977 | -113.623
1939 | [5 empty] | 39.3045 | 2681 | 44.64687 |  |  |  | 48.7698825373002+37.1416886239527i | 61.3026 | 0.029933 | -30.477 | -96.7023
2367 | [5 empty] | 39.3192 | 2682 | 44.66353 |  |  |  | -132.207020056985+52.572789514862i | 142.2765 | 0.069471 | -23.1639 | -89.3892
2783 | [5 empty] | 39.3339 | 2683 | 44.68018 |  |  |  | 1.75844222808609-37.8427231773213i | 37.8836 | 0.018498 | -34.6576 | -100.8828
3163 | [5 empty] | 39.3485 | 2684 | 44.69683 |  |  |  | 23.7000813968204-22.0372060332559i | 32.3625 | 0.015802 | -36.0258 | -102.251
3492 | [5 empty] | 39.3632 | 2685 | 44.71349 |  |  |  | -42.6327461658953-35.3944913882914i | 55.4105 | 0.027056 | -31.3548 | -97.58
3750 | [5 empty] | 39.3778 | 2686 | 44.73014 |  |  |  | -37.3100645299945+60.2195525839122i | 70.8409 | 0.03459 | -29.2209 | -95.4462
3926 | [5 empty] | 39.3925 | 2687 | 44.74679 |  |  |  | -8.67355103827775+0.670066431599263i | 8.6994 | 0.0042478 | -47.4368 | -113.6621
4012 | [5 empty] | 39.4072 | 2688 | 44.76344 |  |  |  | 28.8233663418176+5.72025791979818i | 29.3855 | 0.014348 | -36.8639 | -103.0892
4003 | [5 empty] | 39.4218 | 2689 | 44.78010 |  |  |  | -18.6058510247889-13.3526855750492i | 22.9014 | 0.011182 | -39.0294 | -105.2546
3899 | [5 empty] | 39.4365 | 2690 | 44.79675 |  |  |  | 29.0770311495988-23.2264183228134i | 37.2148 | 0.018171 | -34.8123 | -101.0375
3706 | [5 empty] | 39.4511 | 2691 | 44.81340 |  |  |  | -0.94746998319425-27.8204724352251i | 27.8366 | 0.013592 | -37.3343 | -103.5595
3433 | [5 empty] | 39.4658 | 2692 | 44.83006 |  |  |  | -32.3693462755655+22.3281504845974i | 39.3233 | 0.019201 | -34.3336 | -100.5589
3095 | [5 empty] | 39.4805 | 2693 | 44.84671 |  |  |  | 23.0961395182525+28.6950861920345i | 36.8353 | 0.017986 | -34.9013 | -101.1266
2705 | [5 empty] | 39.4951 | 2694 | 44.86336 |  |  |  | -14.8626359563863-2.26414109286738i | 15.0341 | 0.0073409 | -42.685 | -108.9103
2286 | [5 empty] | 39.5098 | 2695 | 44.88002 |  |  |  | 23.6939447804375-5.39176842886859i | 24.2997 | 0.011865 | -38.5146 | -104.7398
1855 | [5 empty] | 39.5244 | 2696 | 44.89667 |  |  |  | -16.7319153910809-23.8761321804033i | 29.1552 | 0.014236 | -36.9323 | -103.1575
1436 | [5 empty] | 39.5391 | 2697 | 44.91332 |  |  |  | -13.2076432405885+3.86405161966727i | 13.7613 | 0.0067194 | -43.4534 | -109.6787
1050 | [5 empty] | 39.5538 | 2698 | 44.92998 |  |  |  | 8.59261232037002+13.082877753391i | 15.6523 | 0.0076427 | -42.335 | -108.5603
715 | [5 empty] | 39.5684 | 2699 | 44.94663 |  |  |  | -20.6757269869957+22.2786434821361i | 30.3945 | 0.014841 | -36.5707 | -102.796
446 | [5 empty] | 39.5831 | 2700 | 44.96328 |  |  |  | 25.0514176485999+33.4146029575258i | 41.7625 | 0.020392 | -33.8109 | -100.0361
259 | [5 empty] | 39.5977 | 2701 | 44.97993 |  |  |  | 37.1397479274545+7.15087681896805i | 37.8219 | 0.018468 | -34.6717 | -100.897
161 | [5 empty] | 39.6124 | 2702 | 44.99659 |  |  |  | -2.90234805301883+3.39081456965926i | 4.4633 | 0.0021794 | -53.2334 | -119.4587
159 | [5 empty] | 39.6271 | 2703 | 45.01324 |  |  |  | 9.07497196577038+16.2449892654123i | 18.6079 | 0.0090859 | -40.8326 | -107.0579
251 | [5 empty] | 39.6417 | 2704 | 45.02989 |  |  |  | -6.80189173466065+16.1647671410294i | 17.5375 | 0.0085633 | -41.3472 | -107.5725
433 | [5 empty] | 39.6564 | 2705 | 45.04655 |  |  |  | 63.6675025392777+37.8872913103105i | 74.0878 | 0.036176 | -28.8317 | -95.0569
697 | [5 empty] | 39.671 | 2706 | 45.06320 |  |  |  | 14.3129020932549-6.65213018116904i | 15.7832 | 0.0077066 | -42.2627 | -108.4879
1030 | [5 empty] | 39.6857 | 2707 | 45.07985 |  |  |  | -19.3768351507863+4.98991162485419i | 20.009 | 0.00977 | -40.2021 | -106.4273
1413 | [5 empty] | 39.7004 | 2708 | 45.09651 |  |  |  | -2.92718124324156-26.9467962064039i | 27.1053 | 0.013235 | -37.5655 | -103.7908
1832 | [5 empty] | 39.715 | 2709 | 45.11316 |  |  |  | 12.6789157423498+10.4477159315123i | 16.4289 | 0.0080219 | -41.9144 | -108.1397
2261 | [5 empty] | 39.7297 | 2710 | 45.12981 |  |  |  | -25.6522446935241+9.06067748666399i | 27.2054 | 0.013284 | -37.5335 | -103.7587
2681 | [5 empty] | 39.7443 | 2711 | 45.14646 |  |  |  | 24.853710688749+27.7605081997526i | 37.2606 | 0.018194 | -34.8016 | -101.0269
3075 | [5 empty] | 39.759 | 2712 | 45.16312 |  |  |  | -26.0526213012317+16.1684700294235i | 30.662 | 0.014972 | -36.4946 | -102.7198
3416 | [5 empty] | 39.7737 | 2713 | 45.17977 |  |  |  | -2.87646321603751+18.6446031983616i | 18.8652 | 0.0092115 | -40.7134 | -106.9386
3693 | [5 empty] | 39.7883 | 2714 | 45.19642 |  |  |  | 16.6776752009765+11.2367763203443i | 20.1099 | 0.0098193 | -40.1584 | -106.3836
3891 | [5 empty] | 39.803 | 2715 | 45.21308 |  |  |  | -2.55851301036639-29.8400294337564i | 29.9495 | 0.014624 | -36.6988 | -102.9241
3999 | [5 empty] | 39.8176 | 2716 | 45.22973 |  |  |  | -72.6358729111858+73.2907419369834i | 103.1867 | 0.050384 | -25.9541 | -92.1794
4013 | [5 empty] | 39.8323 | 2717 | 45.24638 |  |  |  | 21.8520278973148+65.4684878991629i | 69.0191 | 0.033701 | -29.4472 | -95.6725
3933 | [5 empty] | 39.847 | 2718 | 45.26304 |  |  |  | -13.9948294191344-87.2332491067666i | 88.3487 | 0.043139 | -27.3026 | -93.5278
3761 | [5 empty] | 39.8616 | 2719 | 45.27969 |  |  |  | 55.810770934574+8.5289406914566i | 56.4587 | 0.027568 | -31.192 | -97.4172
3508 | [5 empty] | 39.8763 | 2720 | 45.29634 |  |  |  | -28.920804837423-50.1287624040191i | 57.8732 | 0.028258 | -30.9771 | -97.2023
3184 | [5 empty] | 39.8909 | 2721 | 45.31300 |  |  |  | 47.2429544686286-46.5171312817798i | 66.3004 | 0.032373 | -29.7963 | -96.0215
2805 | [5 empty] | 39.9056 | 2722 | 45.32965 |  |  |  | 2.89920308090793+15.2774555089163i | 15.5501 | 0.0075928 | -42.3919 | -108.6172
2391 | [5 empty] | 39.9203 | 2723 | 45.34630 |  |  |  | 4.89464680948675-18.8023932290804i | 19.429 | 0.0094868 | -40.4576 | -106.6828
1962 | [5 empty] | 39.9349 | 2724 | 45.36295 |  |  |  | -16.2049078990744+43.2718052027331i | 46.2066 | 0.022562 | -32.9325 | -99.1578
1540 | [5 empty] | 39.9496 | 2725 | 45.37961 |  |  |  | 25.5403474165374+18.3056188622569i | 31.423 | 0.015343 | -36.2816 | -102.5069
1142 | [5 empty] | 39.9643 | 2726 | 45.39626 |  |  |  | -51.8313396707116-16.6222678090893i | 54.4315 | 0.026578 | -31.5096 | -97.7348
792 | [5 empty] | 39.9789 | 2727 | 45.41291 |  |  |  | 5.23157152144339+21.7552408785158i | 22.3754 | 0.010926 | -39.2312 | -105.4564
507 | [5 empty] | 39.9936 | 2728 | 45.42957 |  |  |  | 13.3659517491135+51.0547427485989i | 52.7753 | 0.025769 | -31.778 | -98.0032
296 | [5 empty] | 40.0082 | 2729 | 45.44622 |  |  |  | 37.5701186490521+4.5938294571411i | 37.8499 | 0.018481 | -34.6653 | -100.8905
176 | [5 empty] | 40.0229 | 2730 | 45.46287 |  |  |  | -16.0770588699943+68.3022683851077i | 70.1689 | 0.034262 | -29.3037 | -95.529
151 | [5 empty] | 40.0376 | 2731 | 45.47953 |  |  |  | -9.7075932963897-13.6989600450836i | 16.7898 | 0.0081982 | -41.7257 | -107.9509
220 | [5 empty] | 40.0522 | 2732 | 45.49618 |  |  |  | 21.1106209066981+9.28942377503328i | 23.0641 | 0.011262 | -38.9679 | -105.1931
380 | [5 empty] | 40.0669 | 2733 | 45.51283 |  |  |  | 42.6206707120246-25.7998466037872i | 49.8212 | 0.024327 | -32.2783 | -98.5036
625 | [5 empty] | 40.0815 | 2734 | 45.52949 |  |  |  | -17.0783176755099+26.3896838430886i | 31.4338 | 0.015349 | -36.2787 | -102.5039
941 | [5 empty] | 40.0962 | 2735 | 45.54614 |  |  |  | -6.89746367482892+46.6197301632609i | 47.1272 | 0.023011 | -32.7612 | -98.9864
1313 | [5 empty] | 40.1109 | 2736 | 45.56279 |  |  |  | 3.08612987796487-23.5978410405575i | 23.7988 | 0.011621 | -38.6955 | -104.9208
1726 | [5 empty] | 40.1255 | 2737 | 45.57944 |  |  |  | 35.1178311089893-13.2200104029161i | 37.5237 | 0.018322 | -34.7405 | -100.9657
2154 | [5 empty] | 40.1402 | 2738 | 45.59610 |  |  |  | 47.6286303001602+30.4361902124497i | 56.523 | 0.027599 | -31.1821 | -97.4073
2579 | [5 empty] | 40.1548 | 2739 | 45.61275 |  |  |  | -38.107350612194-9.57205665572978i | 39.2911 | 0.019185 | -34.3407 | -100.566
2980 | [5 empty] | 40.1695 | 2740 | 45.62940 |  |  |  | -6.13497854384345+3.35482097374141i | 6.9923 | 0.0034142 | -49.3342 | -115.5594
3336 | [5 empty] | 40.1842 | 2741 | 45.64606 |  |  |  | 58.1798355291021+24.152322521264i | 62.9939 | 0.030759 | -30.2406 | -96.4659
3632 | [5 empty] | 40.1988 | 2742 | 45.66271 |  |  |  | -9.69544490446685-52.8596974637543i | 53.7415 | 0.026241 | -31.6204 | -97.8457
3850 | [5 empty] | 40.2135 | 2743 | 45.67936 |  |  |  | 17.1820765533751+12.0192370543035i | 20.9687 | 0.010239 | -39.7952 | -106.0204
3981 | [5 empty] | 40.2281 | 2744 | 45.69602 |  |  |  | 33.6556893388214-8.92608844608995i | 34.8193 | 0.017002 | -35.3902 | -101.6155
4019 | [5 empty] | 40.2428 | 2745 | 45.71267 |  |  |  | 14.407730471116-13.0936498576144i | 19.4686 | 0.0095062 | -40.4399 | -106.6652
3962 | [5 empty] | 40.2575 | 2746 | 45.72932 |  |  |  | 31.181142350541+16.5472494613174i | 35.2998 | 0.017236 | -35.2712 | -101.4964
3813 | [5 empty] | 40.2721 | 2747 | 45.74598 |  |  |  | -50.048983797327+9.80629603749614i | 51.0006 | 0.024903 | -32.0751 | -98.3003
3578 | [5 empty] | 40.2868 | 2748 | 45.76263 |  |  |  | 1.34244344255792+11.3739996095333i | 11.4529 | 0.0055923 | -45.0483 | -111.2735
3270 | [5 empty] | 40.3014 | 2749 | 45.77928 |  |  |  | 19.7493268163439+3.21350360032469i | 20.0091 | 0.00977 | -40.2021 | -106.4273
2903 | [5 empty] | 40.3161 | 2750 | 45.79593 |  |  |  | -23.0542616937422-34.8855969096178i | 41.8151 | 0.020418 | -33.7999 | -100.0252
2495 | [5 empty] | 40.3308 | 2751 | 45.81259 |  |  |  | -12.952104850454-30.0566566358096i | 32.7286 | 0.015981 | -35.9281 | -102.1533
2069 | [5 empty] | 40.3454 | 2752 | 45.82924 |  |  |  | 30.2081092390591-10.5880685217806i | 32.01 | 0.01563 | -36.1209 | -102.3461
1642 | [5 empty] | 40.3601 | 2753 | 45.84589 |  |  |  | 21.2889624839867-43.7387014374743i | 48.6446 | 0.023752 | -32.4859 | -98.7112
1237 | [5 empty] | 40.3747 | 2754 | 45.86255 |  |  |  | -22.1570456938108-8.83384282166861i | 23.8531 | 0.011647 | -38.6757 | -104.9009
872 | [5 empty] | 40.3894 | 2755 | 45.87920 |  |  |  | 140.187105518097+190.970636941253i | 236.9013 | 0.11567 | -18.7353 | -84.9605
570 | [5 empty] | 40.4041 | 2756 | 45.89585 |  |  |  | -22.4540107422662+20.6691174408977i | 30.5188 | 0.014902 | -36.5353 | -102.7605
340 | [5 empty] | 40.4187 | 2757 | 45.91251 |  |  |  | -17.1529713252776+13.2318568082179i | 21.6635 | 0.010578 | -39.512 | -105.7373
199 | [5 empty] | 40.4334 | 2758 | 45.92916 |  |  |  | -46.2846777221021+28.7332754171292i | 54.4782 | 0.026601 | -31.5021 | -97.7274
148 | [5 empty] | 40.448 | 2759 | 45.94581 |  |  |  | -38.8471126389304-16.6293361942532i | 42.2568 | 0.020633 | -33.7087 | -99.9339
193 | [5 empty] | 40.4627 | 2760 | 45.96247 |  |  |  | -13.8177785399987-71.5954884946619i | 72.9167 | 0.035604 | -28.9701 | -95.1953
332 | [5 empty] | 40.4774 | 2761 | 45.97912 |  |  |  | -20.9914904464468+32.4961687441979i | 38.6865 | 0.01889 | -34.4754 | -100.7007
557 | [5 empty] | 40.492 | 2762 | 45.99577 |  |  |  | -11.6067885932885+20.467031544414i | 23.5291 | 0.011489 | -38.7945 | -105.0198
855 | [5 empty] | 40.5067 | 2763 | 46.01242 |  |  |  | -19.1713437121651+2.10595501635851i | 19.2867 | 0.0094173 | -40.5215 | -106.7467
1217 | [5 empty] | 40.5213 | 2764 | 46.02908 |  |  |  | 39.6724212631842-37.3391534133297i | 54.4804 | 0.026602 | -31.5018 | -97.727
1621 | [5 empty] | 40.536 | 2765 | 46.04573 |  |  |  | 4.05408370979437-31.8027183932719i | 32.0601 | 0.015654 | -36.1073 | -102.3326
2048 | [5 empty] | 40.5507 | 2766 | 46.06238 |  |  |  | -65.8246943844582+13.4923689908567i | 67.1933 | 0.032809 | -29.6801 | -95.9053
2475 | [5 empty] | 40.5653 | 2767 | 46.07904 |  |  |  | 40.676091995345+18.2222175787316i | 44.5712 | 0.021763 | -33.2455 | -99.4708
2884 | [5 empty] | 40.58 | 2768 | 46.09569 |  |  |  | -29.6823876004016+15.5081768044486i | 33.4895 | 0.016352 | -35.7284 | -101.9537
3253 | [5 empty] | 40.5946 | 2769 | 46.11234 |  |  |  | -33.6242878533935-31.4161274178822i | 46.017 | 0.022469 | -32.9682 | -99.1935
3566 | [5 empty] | 40.6093 | 2770 | 46.12900 |  |  |  | -12.4299355276861-34.8202509895028i | 36.9723 | 0.018053 | -34.8691 | -101.0943
3804 | [5 empty] | 40.624 | 2771 | 46.14565 |  |  |  | 41.866873808287-10.8943174786628i | 43.2611 | 0.021124 | -33.5047 | -99.7299
3957 | [5 empty] | 40.6386 | 2772 | 46.16230 |  |  |  | 12.3430318250524+35.2079144226167i | 37.3088 | 0.018217 | -34.7904 | -101.0156
4018 | [5 empty] | 40.6533 | 2773 | 46.17896 |  |  |  | -12.1982582364428-35.4736088360089i | 37.5123 | 0.018317 | -34.7431 | -100.9684
3985 | [5 empty] | 40.6679 | 2774 | 46.19561 |  |  |  | -16.1444763158997-36.2572396902612i | 39.6892 | 0.019379 | -34.2532 | -100.4784
3859 | [5 empty] | 40.6826 | 2775 | 46.21226 |  |  |  | -22.2267790510799-0.561623045816992i | 22.2339 | 0.010856 | -39.2863 | -105.5115
3645 | [5 empty] | 40.6973 | 2776 | 46.22891 |  |  |  | -14.4517058884681+13.4233170508961i | 19.724 | 0.0096309 | -40.3267 | -106.5519
3353 | [5 empty] | 40.7119 | 2777 | 46.24557 |  |  |  | -6.47255871933314+38.405207307804i | 38.9468 | 0.019017 | -34.4172 | -100.6424
3000 | [5 empty] | 40.7266 | 2778 | 46.26222 |  |  |  | -10.4979497304154-0.180349391005404i | 10.4995 | 0.0051267 | -45.8032 | -112.0285
2601 | [5 empty] | 40.7413 | 2779 | 46.27887 |  |  |  | 44.5467817434158+1.32095337225963i | 44.5664 | 0.021761 | -33.2465 | -99.4717
2175 | [5 empty] | 40.7559 | 2780 | 46.29553 |  |  |  | -44.2905935677567+7.8707528393791i | 44.9845 | 0.021965 | -33.1653 | -99.3906
1747 | [5 empty] | 40.7706 | 2781 | 46.31218 |  |  |  | -9.2231790908517+44.9304004392492i | 45.8673 | 0.022396 | -32.9965 | -99.2218
1333 | [5 empty] | 40.7852 | 2782 | 46.32883 |  |  |  | -29.4109357544377-13.1444467931868i | 32.2146 | 0.01573 | -36.0655 | -102.2908
959 | [5 empty] | 40.7999 | 2783 | 46.34549 |  |  |  | -28.4021310909263+22.6662007782683i | 36.3378 | 0.017743 | -35.0194 | -101.2447
638 | [5 empty] | 40.8146 | 2784 | 46.36214 |  |  |  | 25.1869002963571-3.58629922339983i | 25.4409 | 0.012422 | -38.1159 | -104.3412
391 | [5 empty] | 40.8292 | 2785 | 46.37879 |  |  |  | -21.7474617566209+33.4416990576742i | 39.8911 | 0.019478 | -34.2091 | -100.4343
226 | [5 empty] | 40.8439 | 2786 | 46.39544 |  |  |  | -40.6542931488497-13.7434905388526i | 42.9145 | 0.020954 | -33.5745 | -99.7998
150 | [5 empty] | 40.8585 | 2787 | 46.41210 |  |  |  | 52.3538813543689+13.9727397910076i | 54.1864 | 0.026458 | -31.5488 | -97.774
174 | [5 empty] | 40.8732 | 2788 | 46.42875 |  |  |  | 18.9649267877378-46.5885760732405i | 50.3007 | 0.024561 | -32.1951 | -98.4204
289 | [5 empty] | 40.8879 | 2789 | 46.44540 |  |  |  | -14.8463760105743-7.07553895509551i | 16.4462 | 0.0080304 | -41.9053 | -108.1305
494 | [5 empty] | 40.9025 | 2790 | 46.46206 |  |  |  | 34.5295883047688-108.566756829022i | 113.9256 | 0.055628 | -25.0942 | -91.3194
776 | [5 empty] | 40.9172 | 2791 | 46.47871 |  |  |  | 142.937714332752+15.1799423395809i | 143.7415 | 0.070186 | -23.075 | -89.3002
1124 | [5 empty] | 40.9318 | 2792 | 46.49536 |  |  |  | 1.17656736519368-23.8648825355185i | 23.8939 | 0.011667 | -38.6609 | -104.8861
1517 | [5 empty] | 40.9465 | 2793 | 46.51202 |  |  |  | 48.4533347650093+32.0272309232004i | 58.0816 | 0.02836 | -30.9458 | -97.1711
1942 | [5 empty] | 40.9612 | 2794 | 46.52867 |  |  |  | -50.1468942986359-55.3996782901884i | 74.7251 | 0.036487 | -28.7573 | -94.9825
2370 | [5 empty] | 40.9758 | 2795 | 46.54532 |  |  |  | -36.8694581271107+8.63436169408065i | 37.867 | 0.01849 | -34.6614 | -100.8866
2786 | [5 empty] | 40.9905 | 2796 | 46.56198 |  |  |  | -11.9815281989346-4.2162038125452i | 12.7017 | 0.006202 | -44.1494 | -110.3746
3166 | [5 empty] | 41.0051 | 2797 | 46.57863 |  |  |  | -3.77826621321545-19.6662775013495i | 20.0259 | 0.0097783 | -40.1947 | -106.42
3494 | [5 empty] | 41.0198 | 2798 | 46.59528 |  |  |  | 47.6650744599918-6.81341456314613i | 48.1496 | 0.023511 | -32.5747 | -98.8
3752 | [5 empty] | 41.0345 | 2799 | 46.61193 |  |  |  | -2.99841102172133-41.8002422315938i | 41.9076 | 0.020463 | -33.7807 | -100.006
3928 | [5 empty] | 41.0491 | 2800 | 46.62859 |  |  |  | 36.9485728361189+8.02736368211412i | 37.8105 | 0.018462 | -34.6743 | -100.8996
4013 | [5 empty] | 41.0638 | 2801 | 46.64524 |  |  |  | 19.8989988476319+6.37308052768342i | 20.8946 | 0.010202 | -39.8259 | -106.0511
4002 | [5 empty] | 41.0784 | 2802 | 46.66189 |  |  |  | -20.1926457530916-42.0694966001527i | 46.6646 | 0.022785 | -32.8468 | -99.0721
3899 | [5 empty] | 41.0931 | 2803 | 46.67855 |  |  |  | -19.2226730152905+19.265332254503i | 27.2151 | 0.013289 | -37.5304 | -103.7556
3705 | [5 empty] | 41.1078 | 2804 | 46.69520 |  |  |  | -11.44566786616+10.762127692249i | 15.7107 | 0.0076712 | -42.3027 | -108.5279
3432 | [5 empty] | 41.1224 | 2805 | 46.71185 |  |  |  | 23.9945856259248-28.173889848815i | 37.0069 | 0.01807 | -34.861 | -101.0862
3092 | [5 empty] | 41.1371 | 2806 | 46.72851 |  |  |  | 40.5576575614224+12.9596622368992i | 42.5779 | 0.02079 | -33.6429 | -99.8682
2703 | [5 empty] | 41.1517 | 2807 | 46.74516 |  |  |  | -2.55677305231393-27.3133869899631i | 27.4328 | 0.013395 | -37.4612 | -103.6864
2283 | [5 empty] | 41.1664 | 2808 | 46.76181 |  |  |  | 17.5934186364424+12.6574629714364i | 21.6735 | 0.010583 | -39.508 | -105.7333
1853 | [5 empty] | 41.1811 | 2809 | 46.77847 |  |  |  | -2.62355830131295-2.29474615362169i | 3.4855 | 0.0017019 | -55.3812 | -121.6065
1434 | [5 empty] | 41.1957 | 2810 | 46.79512 |  |  |  | -21.8390290081559-5.79303395491372i | 22.5943 | 0.011032 | -39.1466 | -105.3719
1049 | [5 empty] | 41.2104 | 2811 | 46.81177 |  |  |  | 9.86005896183311-50.8000864265939i | 51.7481 | 0.025268 | -31.9487 | -98.174
712 | [5 empty] | 41.225 | 2812 | 46.82842 |  |  |  | 40.4294865328554-22.7077532200705i | 46.3701 | 0.022642 | -32.9018 | -99.1271
444 | [5 empty] | 41.2397 | 2813 | 46.84508 |  |  |  | -57.3518001248213+15.6902263948233i | 59.4593 | 0.029033 | -30.7422 | -96.9674
258 | [5 empty] | 41.2544 | 2814 | 46.86173 |  |  |  | 15.9761169620438+23.2737390373995i | 28.2295 | 0.013784 | -37.2125 | -103.4378
161 | [5 empty] | 41.269 | 2815 | 46.87838 |  |  |  | -18.0129596517455-4.66276614573704i | 18.6067 | 0.0090853 | -40.8332 | -107.0585
159 | [5 empty] | 41.2837 | 2816 | 46.89504 |  |  |  | -25.3295403531304-21.3064032824505i | 33.0991 | 0.016162 | -35.8303 | -102.0555
252 | [5 empty] | 41.2983 | 2817 | 46.91169 |  |  |  | -80.7881037941809+18.4142392456196i | 82.8601 | 0.040459 | -27.8597 | -94.0849
435 | [5 empty] | 41.313 | 2818 | 46.92834 |  |  |  | 37.2212376069004+7.93252612305349i | 38.0571 | 0.018583 | -34.6179 | -100.8431
699 | [5 empty] | 41.3277 | 2819 | 46.94500 |  |  |  | 17.5312399365644-17.1019748732619i | 24.4913 | 0.011959 | -38.4464 | -104.6716
1033 | [5 empty] | 41.3423 | 2820 | 46.96165 |  |  |  | 15.9083574310338-3.5985937762918i | 16.3103 | 0.007964 | -41.9774 | -108.2026
1416 | [5 empty] | 41.357 | 2821 | 46.97830 |  |  |  | 20.3887740517629+17.6567801050101i | 26.9715 | 0.01317 | -37.6085 | -103.8337
1835 | [5 empty] | 41.3716 | 2822 | 46.99496 |  |  |  | 44.6212717477094+47.0134599137362i | 64.8176 | 0.031649 | -29.9927 | -96.218
2264 | [5 empty] | 41.3863 | 2823 | 47.01161 |  |  |  | -41.683557831207+17.4025030234794i | 45.1704 | 0.022056 | -33.1295 | -99.3548
2684 | [5 empty] | 41.401 | 2824 | 47.02826 |  |  |  | 51.7556170063835+0.146561260444514i | 51.7558 | 0.025271 | -31.9474 | -98.1727
3076 | [5 empty] | 41.4156 | 2825 | 47.04491 |  |  |  | -19.2641467177788-14.740587090294i | 24.2568 | 0.011844 | -38.5299 | -104.7552
3419 | [5 empty] | 41.4303 | 2826 | 47.06157 |  |  |  | 3.66336807456961+43.965200398813i | 44.1176 | 0.021542 | -33.3344 | -99.5596
3694 | [5 empty] | 41.445 | 2827 | 47.07822 |  |  |  | 23.3037232004284+66.2931694196153i | 70.2698 | 0.034311 | -29.2912 | -95.5165
3892 | [5 empty] | 41.4596 | 2828 | 47.09487 |  |  |  | 75.6489538897326+4.31175088762434i | 75.7717 | 0.036998 | -28.6365 | -94.8617
4000 | [5 empty] | 41.4743 | 2829 | 47.11153 |  |  |  | 8.37101677522485-14.8127931054608i | 17.0145 | 0.0083079 | -41.6102 | -107.8355
4014 | [5 empty] | 41.4889 | 2830 | 47.12818 |  |  |  | -2.33393339474153+8.08133027974504i | 8.4116 | 0.0041072 | -47.729 | -113.9543
3933 | [5 empty] | 41.5036 | 2831 | 47.14483 |  |  |  | 38.4326045489528-28.4936851245386i | 47.843 | 0.023361 | -32.6302 | -98.8555
3761 | [5 empty] | 41.5183 | 2832 | 47.16149 |  |  |  | 21.2574774774479-58.0856522870537i | 61.8532 | 0.030202 | -30.3993 | -96.6246
3506 | [5 empty] | 41.5329 | 2833 | 47.17814 |  |  |  | 6.88660336024851+34.4626971447485i | 35.144 | 0.01716 | -35.3096 | -101.5348
3182 | [5 empty] | 41.5476 | 2834 | 47.19479 |  |  |  | -31.8727533572953+21.357650528974i | 38.3669 | 0.018734 | -34.5475 | -100.7727
2803 | [5 empty] | 41.5622 | 2835 | 47.21145 |  |  |  | 53.0547025020196-4.46657121273285i | 53.2424 | 0.025997 | -31.7014 | -97.9267
2389 | [5 empty] | 41.5769 | 2836 | 47.22810 |  |  |  | 44.285948608527+22.1007405997622i | 49.4943 | 0.024167 | -32.3355 | -98.5607
1960 | [5 empty] | 41.5916 | 2837 | 47.24475 |  |  |  | -1.66236570632028-0.2838727405609i | 1.6864 | 0.00082345 | -61.6872 | -127.9125
1537 | [5 empty] | 41.6062 | 2838 | 47.26140 |  |  |  | -16.6647069113812-6.73078052845971i | 17.9726 | 0.0087757 | -41.1344 | -107.3596
1140 | [5 empty] | 41.6209 | 2839 | 47.27806 |  |  |  | 19.1544584865124-15.3950870517117i | 24.5744 | 0.011999 | -38.4169 | -104.6422
791 | [5 empty] | 41.6355 | 2840 | 47.29471 |  |  |  | -23.2997334028027-52.7601041237022i | 57.6759 | 0.028162 | -31.0067 | -97.232
505 | [5 empty] | 41.6502 | 2841 | 47.31136 |  |  |  | -59.8724578383917-0.99200171347935i | 59.8807 | 0.029239 | -30.6809 | -96.9061
296 | [5 empty] | 41.6649 | 2842 | 47.32802 |  |  |  | -30.8962054776136-19.5374997177261i | 36.5553 | 0.017849 | -34.9676 | -101.1928
176 | [5 empty] | 41.6795 | 2843 | 47.34467 |  |  |  | 44.5679254463-42.1281702698516i | 61.3277 | 0.029945 | -30.4735 | -96.6987
151 | [5 empty] | 41.6942 | 2844 | 47.36132 |  |  |  | -44.6847179984523-3.30822038693891i | 44.807 | 0.021878 | -33.1997 | -99.4249
221 | [5 empty] | 41.7088 | 2845 | 47.37798 |  |  |  | -20.8115771608598-22.3655354269962i | 30.5506 | 0.014917 | -36.5262 | -102.7515
380 | [5 empty] | 41.7235 | 2846 | 47.39463 |  |  |  | -4.57894265250848+0.238796036932385i | 4.5852 | 0.0022389 | -52.9995 | -119.2247
627 | [5 empty] | 41.7382 | 2847 | 47.41128 |  |  |  | -7.43522154014732-17.7448534573836i | 19.2396 | 0.0093943 | -40.5427 | -106.7679
944 | [5 empty] | 41.7528 | 2848 | 47.42794 |  |  |  | 3.90422253943603E-002-0.342225633255165i | 0.34445 | 0.00016819 | -75.4842 | -141.7094
1316 | [5 empty] | 41.7675 | 2849 | 47.44459 |  |  |  | -10.5144457146972-19.6208655032559i | 22.2605 | 0.010869 | -39.2759 | -105.5011
1728 | [5 empty] | 41.7821 | 2850 | 47.46124 |  |  |  | 6.30409517991174+7.2415669501479i | 9.6011 | 0.0046881 | -46.5801 | -112.8054
2157 | [5 empty] | 41.7968 | 2851 | 47.47789 |  |  |  | -19.3129756811338+16.8363658223579i | 25.6214 | 0.01251 | -38.0546 | -104.2798
2583 | [5 empty] | 41.8115 | 2852 | 47.49455 |  |  |  | -21.2844559811155+6.51550069285262i | 22.2594 | 0.010869 | -39.2763 | -105.5016
2983 | [5 empty] | 41.8261 | 2853 | 47.51120 |  |  |  | -0.34492619111572+5.7035392074281i | 5.714 | 0.00279 | -51.0879 | -117.3131
3340 | [5 empty] | 41.8408 | 2854 | 47.52785 |  |  |  | -7.10545248393949+28.0610385304831i | 28.9467 | 0.014134 | -36.9946 | -103.2199
3633 | [5 empty] | 41.8554 | 2855 | 47.54451 |  |  |  | 28.2892599980475-1.27627014984389i | 28.318 | 0.013827 | -37.1853 | -103.4106
3850 | [5 empty] | 41.8701 | 2856 | 47.56116 |  |  |  | 31.5089068503585-19.2928182237228i | 36.9462 | 0.01804 | -34.8752 | -101.1004
3982 | [5 empty] | 41.8848 | 2857 | 47.57781 |  |  |  | -8.30212135854627-39.8593272509832i | 40.7148 | 0.01988 | -34.0316 | -100.2568
4019 | [5 empty] | 41.8994 | 2858 | 47.59447 |  |  |  | -20.9039991436855+13.9004284771108i | 25.1038 | 0.012258 | -38.2318 | -104.4571
3962 | [5 empty] | 41.9141 | 2859 | 47.61112 |  |  |  | -1.90908116327615+1.47007661900138i | 2.4095 | 0.0011765 | -58.588 | -124.8133
3812 | [5 empty] | 41.9287 | 2860 | 47.62777 |  |  |  | 14.6587917185308+17.8218121335394i | 23.0759 | 0.011268 | -38.9634 | -105.1887
3577 | [5 empty] | 41.9434 | 2861 | 47.64442 |  |  |  | -8.39267582350361-30.099950686427i | 31.2481 | 0.015258 | -36.3301 | -102.5554
3269 | [5 empty] | 41.9581 | 2862 | 47.66108 |  |  |  | 3.51579045077035-31.957561473097i | 32.1504 | 0.015698 | -36.0829 | -102.3081
2901 | [5 empty] | 41.9727 | 2863 | 47.67773 |  |  |  | 18.5508671113951+90.6277079760656i | 92.5068 | 0.045169 | -26.9031 | -93.1284
2493 | [5 empty] | 41.9874 | 2864 | 47.69438 |  |  |  | 24.2542728739952-165.360692798391i | 167.13 | 0.081606 | -21.7655 | -87.9908
2067 | [5 empty] | 42.002 | 2865 | 47.71104 |  |  |  | 25.6135295603842-27.5058153440535i | 37.5849 | 0.018352 | -34.7263 | -100.9516
1639 | [5 empty] | 42.0167 | 2866 | 47.72769 |  |  |  | -21.4734211079775+13.9697123189891i | 25.6176 | 0.012509 | -38.0558 | -104.2811
1234 | [5 empty] | 42.0314 | 2867 | 47.74434 |  |  |  | 15.0664600403452-1.48231003795009i | 15.1392 | 0.0073922 | -42.6245 | -108.8498
871 | [5 empty] | 42.046 | 2868 | 47.76100 |  |  |  | -39.8680650760225-13.2340365257374i | 42.0072 | 0.020511 | -33.7601 | -99.9854
569 | [5 empty] | 42.0607 | 2869 | 47.77765 |  |  |  | -4.57386532828875+32.2675672396403i | 32.5901 | 0.015913 | -35.9649 | -102.1901
339 | [5 empty] | 42.0753 | 2870 | 47.79430 |  |  |  | 7.98058871341174+10.692773808367i | 13.3426 | 0.0065149 | -43.7218 | -109.947
197 | [5 empty] | 42.09 | 2871 | 47.81096 |  |  |  | -16.3704183456896+18.0741624254572i | 24.3858 | 0.011907 | -38.4839 | -104.7091
149 | [5 empty] | 42.1047 | 2872 | 47.82761 |  |  |  | 4.47120742912906+37.3319266593517i | 37.5987 | 0.018359 | -34.7231 | -100.9484
194 | [5 empty] | 42.1193 | 2873 | 47.84426 |  |  |  | -17.7643542293111+35.3200676192579i | 39.5358 | 0.019305 | -34.2868 | -100.512
335 | [5 empty] | 42.134 | 2874 | 47.86091 |  |  |  | 5.80982086076339-14.7459307151988i | 15.8492 | 0.0077389 | -42.2265 | -108.4517
560 | [5 empty] | 42.1487 | 2875 | 47.87757 |  |  |  | 26.2033482369693+32.2685788522965i | 41.5677 | 0.020297 | -33.8515 | -100.0767
859 | [5 empty] | 42.1633 | 2876 | 47.89422 |  |  |  | -7.02889962430849-33.601049400386i | 34.3284 | 0.016762 | -35.5135 | -101.7388
1220 | [5 empty] | 42.178 | 2877 | 47.91087 |  |  |  | -19.8132496545387+3.72606553415236i | 20.1606 | 0.009844 | -40.1365 | -106.3618
1624 | [5 empty] | 42.1926 | 2878 | 47.92753 |  |  |  | 7.89958307632695-16.6012001361152i | 18.3849 | 0.008977 | -40.9374 | -107.1626
2051 | [5 empty] | 42.2073 | 2879 | 47.94418 |  |  |  | 16.7650539700615-22.3189306609034i | 27.9142 | 0.01363 | -37.3101 | -103.5353
2479 | [5 empty] | 42.222 | 2880 | 47.96083 |  |  |  | -55.055597505739+13.7951373980691i | 56.7576 | 0.027714 | -31.1461 | -97.3714
2888 | [5 empty] | 42.2366 | 2881 | 47.97749 |  |  |  | -1.59601060481742+2.41342778111044i | 2.8934 | 0.0014128 | -56.9984 | -123.2236
3255 | [5 empty] | 42.2513 | 2882 | 47.99414 |  |  |  | 24.4412981248613+0.289605654544545i | 24.443 | 0.011935 | -38.4635 | -104.6888
3567 | [5 empty] | 42.2659 | 2883 | 48.01079 |  |  |  | 67.108104210833+8.6497407856353i | 67.6633 | 0.033039 | -29.6195 | -95.8448
3805 | [5 empty] | 42.2806 | 2884 | 48.02745 |  |  |  | -22.955073514004+29.1362471783401i | 37.0925 | 0.018112 | -34.8409 | -101.0661
3958 | [5 empty] | 42.2953 | 2885 | 48.04410 |  |  |  | -16.68068342437+2.69725540234088i | 16.8973 | 0.0082507 | -41.6702 | -107.8955
4018 | [5 empty] | 42.3099 | 2886 | 48.06075 |  |  |  | -39.6169948586134+8.13329798251366i | 40.4433 | 0.019748 | -34.0897 | -100.3149
3985 | [5 empty] | 42.3246 | 2887 | 48.07740 |  |  |  | 71.1942244140115+9.49374300513988i | 71.8244 | 0.035071 | -29.1012 | -95.3264
3857 | [5 empty] | 42.3392 | 2888 | 48.09406 |  |  |  | 24.2618747059969-21.5353417098624i | 32.4409 | 0.01584 | -36.0048 | -102.23
3643 | [5 empty] | 42.3539 | 2889 | 48.11071 |  |  |  | 15.9106217304976+26.2568669846766i | 30.7013 | 0.014991 | -36.4835 | -102.7087
3352 | [5 empty] | 42.3686 | 2890 | 48.12736 |  |  |  | 18.9771560364591+18.4753996880542i | 26.4853 | 0.012932 | -37.7665 | -103.9917
2997 | [5 empty] | 42.3832 | 2891 | 48.14402 |  |  |  | -9.49293666275905-71.8299671732665i | 72.4545 | 0.035378 | -29.0253 | -95.2505
2597 | [5 empty] | 42.3979 | 2892 | 48.16067 |  |  |  | -25.075947839131+3.1484857463563i | 25.2728 | 0.01234 | -38.1735 | -104.3988
2172 | [5 empty] | 42.4125 | 2893 | 48.17732 |  |  |  | -7.18493612781674+1.52361451396074i | 7.3447 | 0.0035863 | -48.9071 | -115.1324
1744 | [5 empty] | 42.4272 | 2894 | 48.19398 |  |  |  | 26.7797298593925+38.9470349035483i | 47.2655 | 0.023079 | -32.7357 | -98.961
1331 | [5 empty] | 42.4419 | 2895 | 48.21063 |  |  |  | 2.45037973962958E-002-2.94033076889982i | 2.9404 | 0.0014358 | -56.8584 | -123.0836
956 | [5 empty] | 42.4565 | 2896 | 48.22728 |  |  |  | 28.7898183292751+14.1850532426064i | 32.0947 | 0.015671 | -36.0979 | -102.3232
637 | [5 empty] | 42.4712 | 2897 | 48.24394 |  |  |  | 14.6848559867977+48.789151869235i | 50.9512 | 0.024879 | -32.0835 | -98.3088
389 | [5 empty] | 42.4858 | 2898 | 48.26059 |  |  |  | -22.7102738476482-21.6860944147646i | 31.4013 | 0.015333 | -36.2876 | -102.5129
225 | [5 empty] | 42.5005 | 2899 | 48.27724 |  |  |  | 27.4544303257837-50.4961131936481i | 57.477 | 0.028065 | -31.0367 | -97.262
153 | [5 empty] | 42.5152 | 2900 | 48.29389 |  |  |  | -123.272566873351-74.4249338844093i | 143.9972 | 0.070311 | -23.0595 | -89.2848
174 | [5 empty] | 42.5298 | 2901 | 48.31055 |  |  |  | 23.1267034408982-44.5556542595593i | 50.2001 | 0.024512 | -32.2125 | -98.4378
290 | [5 empty] | 42.5445 | 2902 | 48.32720 |  |  |  | -63.9368165303662-13.0309179593102i | 65.2512 | 0.031861 | -29.9348 | -96.1601
496 | [5 empty] | 42.5591 | 2903 | 48.34385 |  |  |  | 63.1310402022266-59.7910581444472i | 86.9511 | 0.042457 | -27.4411 | -93.6663
779 | [5 empty] | 42.5738 | 2904 | 48.36051 |  |  |  | 1.81541723209836-12.4112391519785i | 12.5433 | 0.0061247 | -44.2584 | -110.4836
1125 | [5 empty] | 42.5885 | 2905 | 48.37716 |  |  |  | 14.5469227737082+3.13864194678074i | 14.8817 | 0.0072664 | -42.7736 | -108.9988
1521 | [5 empty] | 42.6031 | 2906 | 48.39381 |  |  |  | 17.5004749376045+12.107349267997i | 21.2804 | 0.010391 | -39.667 | -105.8923
1943 | [5 empty] | 42.6178 | 2907 | 48.41047 |  |  |  | -6.13275142423531-64.8919733332184i | 65.1811 | 0.031827 | -29.9442 | -96.1694
2373 | [5 empty] | 42.6324 | 2908 | 48.42712 |  |  |  | -0.93063753443763-0.319498869740531i | 0.98395 | 0.00048045 | -66.3671 | -132.5924
2789 | [5 empty] | 42.6471 | 2909 | 48.44377 |  |  |  | -12.210995660631+49.1042734539525i | 50.5998 | 0.024707 | -32.1436 | -98.3689
3168 | [5 empty] | 42.6618 | 2910 | 48.46043 |  |  |  | -2.23686683922177-22.8138331314749i | 22.9232 | 0.011193 | -39.0211 | -105.2463
3496 | [5 empty] | 42.6764 | 2911 | 48.47708 |  |  |  | 31.1736017802466+22.7815193883495i | 38.6108 | 0.018853 | -34.4924 | -100.7177
3752 | [5 empty] | 42.6911 | 2912 | 48.49373 |  |  |  | 17.8766557086287+15.4733971059922i | 23.6432 | 0.011545 | -38.7525 | -104.9777
3928 | [5 empty] | 42.7057 | 2913 | 48.51038 |  |  |  | -41.7316415639132-0.746066585123961i | 41.7383 | 0.02038 | -33.8159 | -100.0412
4012 | [5 empty] | 42.7204 | 2914 | 48.52704 |  |  |  | 4.08094384510412+12.3537088640841i | 13.0103 | 0.0063527 | -43.9408 | -110.1661
4001 | [5 empty] | 42.7351 | 2915 | 48.54369 |  |  |  | 28.1340849323588+7.37277416685133i | 29.0841 | 0.014201 | -36.9535 | -103.1787
3898 | [5 empty] | 42.7497 | 2916 | 48.56034 |  |  |  | 37.5379944439978+28.7007450971374i | 47.2529 | 0.023073 | -32.738 | -98.9633
3703 | [5 empty] | 42.7644 | 2917 | 48.57700 |  |  |  | 59.7470211564221-31.9510497056199i | 67.7538 | 0.033083 | -29.6079 | -95.8332
3430 | [5 empty] | 42.779 | 2918 | 48.59365 |  |  |  | 10.2960346994525-15.2717267543326i | 18.4183 | 0.0089933 | -40.9216 | -107.1469
3090 | [5 empty] | 42.7937 | 2919 | 48.61030 |  |  |  | 10.4631436438+0.489924930420937i | 10.4746 | 0.0051146 | -45.8238 | -112.0491
2700 | [5 empty] | 42.8084 | 2920 | 48.62696 |  |  |  | -13.7374039803591-10.9311384995811i | 17.5558 | 0.0085722 | -41.3382 | -107.5634
2280 | [5 empty] | 42.823 | 2921 | 48.64361 |  |  |  | 3.01103989461753-21.0133231670253i | 21.228 | 0.010365 | -39.6884 | -105.9137
1850 | [5 empty] | 42.8377 | 2922 | 48.66026 |  |  |  | 27.2626526150709-29.3084929219072i | 40.028 | 0.019545 | -34.1793 | -100.4046
1430 | [5 empty] | 42.8523 | 2923 | 48.67692 |  |  |  | 46.7256264066353-17.8339420614955i | 50.0133 | 0.024421 | -32.2449 | -98.4701
1046 | [5 empty] | 42.867 | 2924 | 48.69357 |  |  |  | 39.6348869610076-5.47662035961327i | 40.0115 | 0.019537 | -34.1829 | -100.4082
710 | [5 empty] | 42.8817 | 2925 | 48.71022 |  |  |  | -2.65373845520847+31.5415360127572i | 31.653 | 0.015456 | -36.2183 | -102.4436
443 | [5 empty] | 42.8963 | 2926 | 48.72687 |  |  |  | -17.0528529244734-6.51118842647059i | 18.2536 | 0.0089129 | -40.9996 | -107.2249
257 | [5 empty] | 42.911 | 2927 | 48.74353 |  |  |  | -2.16017230280317-11.6134987382129i | 11.8127 | 0.0057679 | -44.7796 | -111.0049
161 | [5 empty] | 42.9257 | 2928 | 48.76018 |  |  |  | 13.9852617381509-91.7135009789869i | 92.7737 | 0.0453 | -26.8781 | -93.1034
159 | [5 empty] | 42.9403 | 2929 | 48.77683 |  |  |  | -22.1814948606342+30.459549040773i | 37.6803 | 0.018399 | -34.7043 | -100.9296
252 | [5 empty] | 42.955 | 2930 | 48.79349 |  |  |  | 1.84566086749755-40.9579307989515i | 40.9995 | 0.020019 | -33.971 | -100.1963
437 | [5 empty] | 42.9696 | 2931 | 48.81014 |  |  |  | 50.2644076646726+48.2831568131587i | 69.6977 | 0.034032 | -29.3622 | -95.5875
701 | [5 empty] | 42.9843 | 2932 | 48.82679 |  |  |  | 4.5386539433473+39.2085000147306i | 39.4703 | 0.019273 | -34.3012 | -100.5264
1036 | [5 empty] | 42.999 | 2933 | 48.84345 |  |  |  | 23.8711379524956+4.08804947851574i | 24.2187 | 0.011826 | -38.5436 | -104.7688
1419 | [5 empty] | 43.0136 | 2934 | 48.86010 |  |  |  | 1.02715834150155-32.2384320958943i | 32.2548 | 0.015749 | -36.0547 | -102.28
1838 | [5 empty] | 43.0283 | 2935 | 48.87675 |  |  |  | 64.1989852229412-28.9648949092009i | 70.4306 | 0.03439 | -29.2714 | -95.4966
2268 | [5 empty] | 43.0429 | 2936 | 48.89341 |  |  |  | -47.2067219449641-5.6107755684115i | 47.539 | 0.023212 | -32.6856 | -98.9108
2686 | [5 empty] | 43.0576 | 2937 | 48.91006 |  |  |  | -29.4413451503886+29.9097788358719i | 41.9689 | 0.020493 | -33.768 | -99.9933
3080 | [5 empty] | 43.0723 | 2938 | 48.92671 |  |  |  | 68.0844672389433-42.8830864175119i | 80.464 | 0.039289 | -28.1146 | -94.3398
3421 | [5 empty] | 43.0869 | 2939 | 48.94336 |  |  |  | 17.3295839427365-56.6603121182039i | 59.2512 | 0.028931 | -30.7727 | -96.9979
3696 | [5 empty] | 43.1016 | 2940 | 48.96002 |  |  |  | -4.08011695935834-7.23946487745787i | 8.3101 | 0.0040576 | -47.8345 | -114.0598
3893 | [5 empty] | 43.1162 | 2941 | 48.97667 |  |  |  | 42.1762092665188+8.58695169177494i | 43.0415 | 0.021016 | -33.5489 | -99.7741
4001 | [5 empty] | 43.1309 | 2942 | 48.99332 |  |  |  | 35.7194366823374-19.4400620861427i | 40.6669 | 0.019857 | -34.0418 | -100.267
4013 | [5 empty] | 43.1456 | 2943 | 49.00998 |  |  |  | -1.18539844866303+15.0091788115454i | 15.0559 | 0.0073515 | -42.6725 | -108.8977
3932 | [5 empty] | 43.1602 | 2944 | 49.02663 |  |  |  | 17.0606036375465-18.9041539623328i | 25.4643 | 0.012434 | -38.108 | -104.3332
3760 | [5 empty] | 43.1749 | 2945 | 49.04328 |  |  |  | 2.00206822479229-15.1524588445711i | 15.2842 | 0.007463 | -42.5418 | -108.767
3504 | [5 empty] | 43.1895 | 2946 | 49.05994 |  |  |  | 1.86753205424807-3.62843562498298E-002i | 1.8679 | 0.00091205 | -60.7996 | -127.0248
3179 | [5 empty] | 43.2042 | 2947 | 49.07659 |  |  |  | 23.9729280330963-0.869535115718745i | 23.9887 | 0.011713 | -38.6265 | -104.8517
2800 | [5 empty] | 43.2189 | 2948 | 49.09324 |  |  |  | -2.18537677891408+3.04594698093135i | 3.7488 | 0.0018305 | -54.7487 | -120.974
2386 | [5 empty] | 43.2335 | 2949 | 49.10989 |  |  |  | 25.6133451674098+5.32020859854283i | 26.16 | 0.012773 | -37.8738 | -104.0991
1956 | [5 empty] | 43.2482 | 2950 | 49.12655 |  |  |  | -2.56335412826863+1.31048602520844i | 2.8789 | 0.0014057 | -57.042 | -123.2673
1532 | [5 empty] | 43.2628 | 2951 | 49.14320 |  |  |  | 13.1210786736463-41.1111070995799i | 43.1542 | 0.021071 | -33.5261 | -99.7514
1137 | [5 empty] | 43.2775 | 2952 | 49.15985 |  |  |  | -27.4916950904313-45.5983889033449i | 53.2448 | 0.025998 | -31.7011 | -97.9263
787 | [5 empty] | 43.2922 | 2953 | 49.17651 |  |  |  | -34.2320211042731-3.307518956575i | 34.3914 | 0.016793 | -35.4976 | -101.7228
503 | [5 empty] | 43.3068 | 2954 | 49.19316 |  |  |  | -14.3062940094914+22.0548950909263i | 26.2886 | 0.012836 | -37.8313 | -104.0565
295 | [5 empty] | 43.3215 | 2955 | 49.20981 |  |  |  | 37.4646216216029-26.0470157009862i | 45.6294 | 0.02228 | -33.0417 | -99.2669
176 | [5 empty] | 43.3361 | 2956 | 49.22647 |  |  |  | 15.0922535318297+21.4939056224646i | 26.2634 | 0.012824 | -37.8396 | -104.0648
151 | [5 empty] | 43.3508 | 2957 | 49.24312 |  |  |  | 37.7230746261649-28.2087765405956i | 47.1038 | 0.023 | -32.7655 | -98.9907
221 | [5 empty] | 43.3655 | 2958 | 49.25977 |  |  |  | -10.5976110243836-37.0948511950737i | 38.579 | 0.018837 | -34.4996 | -100.7248
383 | [5 empty] | 43.3801 | 2959 | 49.27643 |  |  |  | -7.0651267361993-63.8024433901772i | 64.1924 | 0.031344 | -30.0769 | -96.3022
628 | [5 empty] | 43.3948 | 2960 | 49.29308 |  |  |  | 46.6857931532517-8.11458569659565i | 47.3858 | 0.023138 | -32.7136 | -98.9389
946 | [5 empty] | 43.4094 | 2961 | 49.30973 |  |  |  | 71.7522925653169-8.23259036105424i | 72.223 | 0.035265 | -29.0531 | -95.2783
1320 | [5 empty] | 43.4241 | 2962 | 49.32638 |  |  |  | -3.70918710984621+68.5929253627039i | 68.6931 | 0.033542 | -29.4883 | -95.7136
1732 | [5 empty] | 43.4388 | 2963 | 49.34304 |  |  |  | -30.9203734251295+18.6428618852381i | 36.1058 | 0.01763 | -35.0751 | -101.3003
2160 | [5 empty] | 43.4534 | 2964 | 49.35969 |  |  |  | 35.2197920428153-14.9116802882255i | 38.2465 | 0.018675 | -34.5748 | -100.8
2586 | [5 empty] | 43.4681 | 2965 | 49.37634 |  |  |  | -15.6925353098328+14.8951698335822i | 21.6361 | 0.010565 | -39.523 | -105.7483
2985 | [5 empty] | 43.4827 | 2966 | 49.39300 |  |  |  | 1.42680266966292-32.9085072470983i | 32.9394 | 0.016084 | -35.8723 | -102.0975
3342 | [5 empty] | 43.4974 | 2967 | 49.40965 |  |  |  | 9.15054565608837-10.1331252210371i | 13.6533 | 0.0066667 | -43.5218 | -109.7471
3636 | [5 empty] | 43.5121 | 2968 | 49.42630 |  |  |  | 30.180123109184+25.8545359819145i | 39.7404 | 0.019404 | -34.242 | -100.4672
3853 | [5 empty] | 43.5267 | 2969 | 49.44296 |  |  |  | -47.5997963177023+35.1416516835178i | 59.1665 | 0.02889 | -30.7851 | -97.0103
3983 | [5 empty] | 43.5414 | 2970 | 49.45961 |  |  |  | -7.28254629032221-21.4179988368242i | 22.6222 | 0.011046 | -39.1359 | -105.3611
4019 | [5 empty] | 43.556 | 2971 | 49.47626 |  |  |  | -43.4639409610778-4.83330203870604i | 43.7319 | 0.021353 | -33.4106 | -99.6359
3961 | [5 empty] | 43.5707 | 2972 | 49.49292 |  |  |  | -62.1316104700097+41.4349681921045i | 74.6806 | 0.036465 | -28.7624 | -94.9877
3810 | [5 empty] | 43.5854 | 2973 | 49.50957 |  |  |  | 62.3164192173405-63.8504639227989i | 89.2201 | 0.043564 | -27.2173 | -93.4426
3576 | [5 empty] | 43.6 | 2974 | 49.52622 |  |  |  | -6.46966328838728+6.53563745416087i | 9.1963 | 0.0044904 | -46.9544 | -113.1796
3266 | [5 empty] | 43.6147 | 2975 | 49.54287 |  |  |  | 28.7508264207861-17.8675128720462i | 33.8505 | 0.016529 | -35.6353 | -101.8605
2899 | [5 empty] | 43.6294 | 2976 | 49.55953 |  |  |  | -20.0867034512029-44.702831645305i | 49.0084 | 0.02393 | -32.4212 | -98.6464
2490 | [5 empty] | 43.644 | 2977 | 49.57618 |  |  |  | -23.7859224417479-3.2564952348871i | 24.0078 | 0.011723 | -38.6195 | -104.8448
2064 | [5 empty] | 43.6587 | 2978 | 49.59283 |  |  |  | 6.46359475049454+27.724199611362i | 28.4677 | 0.0139 | -37.1396 | -103.3648
1636 | [5 empty] | 43.6733 | 2979 | 49.60949 |  |  |  | 15.0820020957792-7.17944298949909i | 16.7036 | 0.0081561 | -41.7704 | -107.9956
1231 | [5 empty] | 43.688 | 2980 | 49.62614 |  |  |  | -5.51532399507565-25.8524158249497i | 26.4342 | 0.012907 | -37.7833 | -104.0085
869 | [5 empty] | 43.7027 | 2981 | 49.64279 |  |  |  | -0.506717584107323-37.7751393788302i | 37.7785 | 0.018447 | -34.6817 | -100.9069
568 | [5 empty] | 43.7173 | 2982 | 49.65945 |  |  |  | -14.4334456617261+22.3941784844311i | 26.6425 | 0.013009 | -37.7151 | -103.9403
339 | [5 empty] | 43.732 | 2983 | 49.67610 |  |  |  | 60.2321350138369-54.3035128155655i | 81.0974 | 0.039598 | -28.0465 | -94.2717
198 | [5 empty] | 43.7466 | 2984 | 49.69275 |  |  |  | -19.0583402933569-96.5387030462341i | 98.4019 | 0.048048 | -26.3665 | -92.5918
149 | [5 empty] | 43.7613 | 2985 | 49.70941 |  |  |  | -18.4630948014632-51.3255656998112i | 54.5454 | 0.026633 | -31.4914 | -97.7167
195 | [5 empty] | 43.776 | 2986 | 49.72606 |  |  |  | 20.0390886736926+13.2812750654625i | 24.0407 | 0.011739 | -38.6076 | -104.8329
335 | [5 empty] | 43.7906 | 2987 | 49.74271 |  |  |  | 27.2189211015751-44.5777853024597i | 52.2307 | 0.025503 | -31.8681 | -98.0933
561 | [5 empty] | 43.8053 | 2988 | 49.75936 |  |  |  | -7.03403054160544-12.5544778586961i | 14.3907 | 0.0070267 | -43.065 | -109.2902
862 | [5 empty] | 43.8199 | 2989 | 49.77602 |  |  |  | -4.02119804964511+24.5443702611943i | 24.8716 | 0.012144 | -38.3125 | -104.5378
1224 | [5 empty] | 43.8346 | 2990 | 49.79267 |  |  |  | 32.0624941613774+4.29633297990002i | 32.3491 | 0.015795 | -36.0294 | -102.2546
1627 | [5 empty] | 43.8493 | 2991 | 49.80932 |  |  |  | -17.5997282755357+31.8074339931645i | 36.3519 | 0.01775 | -35.016 | -101.2413
2055 | [5 empty] | 43.8639 | 2992 | 49.82598 |  |  |  | -41.01420375546-26.5901951335916i | 48.8795 | 0.023867 | -32.4441 | -98.6693
2480 | [5 empty] | 43.8786 | 2993 | 49.84263 |  |  |  | 28.1204055672353-20.464742866822i | 34.7788 | 0.016982 | -35.4003 | -101.6256
2891 | [5 empty] | 43.8932 | 2994 | 49.85928 |  |  |  | -11.8463476838368+25.0476723961961i | 27.7078 | 0.013529 | -37.3746 | -103.5998
3257 | [5 empty] | 43.9079 | 2995 | 49.87594 |  |  |  | 38.8448620652085+19.6586936754307i | 43.536 | 0.021258 | -33.4496 | -99.6749
3570 | [5 empty] | 43.9226 | 2996 | 49.89259 |  |  |  | -8.56583582735101+20.8454754005858i | 22.5368 | 0.011004 | -39.1688 | -105.394
3805 | [5 empty] | 43.9372 | 2997 | 49.90924 |  |  |  | 10.7527356199175-26.2286619719389i | 28.3472 | 0.013841 | -37.1764 | -103.4016
3958 | [5 empty] | 43.9519 | 2998 | 49.92590 |  |  |  | -19.5984658516303-19.463610688877i | 27.6212 | 0.013487 | -37.4017 | -103.627
4019 | [5 empty] | 43.9665 | 2999 | 49.94255 |  |  |  | -27.9529464836809+45.6167660124246i | 53.5001 | 0.026123 | -31.6595 | -97.8848
3984 | [5 empty] | 43.9812 | 3000 | 49.95920 |  |  |  | 6.67326132655777+34.4722941876994i | 35.1123 | 0.017145 | -35.3174 | -101.5427
3857 | [5 empty] | 43.9959 | 3001 | 49.97585 |  |  |  | 27.1985218946959+2.37425775757321i | 27.302 | 0.013331 | -37.5027 | -103.728
3642 | [5 empty] | 44.0105 | 3002 | 49.99251 |  |  |  | 2.32073738715989-19.6118803279549i | 19.7487 | 0.0096429 | -40.3158 | -106.5411
3349 | [5 empty] | 44.0252 | 3003 | 50.00916 |  |  |  | 11.1303421974234+4.61802180156023i | 12.0503 | 0.005884 | -44.6066 | -110.8319
2996 | [5 empty] | 44.0398 | 3004 | 50.02581 |  |  |  | 9.4090563318382+5.76390978917211i | 11.0342 | 0.0053878 | -45.3718 | -111.5971
2594 | [5 empty] | 44.0545 | 3005 | 50.04247 |  |  |  | 20.9174255343299-19.0788139200554i | 28.3115 | 0.013824 | -37.1873 | -103.4126
2170 | [5 empty] | 44.0692 | 3006 | 50.05912 |  |  |  | 24.7783168100853-17.5264296129227i | 30.3503 | 0.014819 | -36.5833 | -102.8086
1742 | [5 empty] | 44.0838 | 3007 | 50.07577 |  |  |  | 3.42313429759987+38.0703191908022i | 38.2239 | 0.018664 | -34.5799 | -100.8051
1328 | [5 empty] | 44.0985 | 3008 | 50.09243 |  |  |  | -27.6097117163973+35.4209307191905i | 44.9103 | 0.021929 | -33.1797 | -99.4049
954 | [5 empty] | 44.1131 | 3009 | 50.10908 |  |  |  | 28.6932252830573+99.2017091169648i | 103.268 | 0.050424 | -25.9473 | -92.1725
634 | [5 empty] | 44.1278 | 3010 | 50.12573 |  |  |  | 54.3471776475682-15.4547138925436i | 56.5019 | 0.027589 | -31.1853 | -97.4106
388 | [5 empty] | 44.1425 | 3011 | 50.14239 |  |  |  | -21.7812760989486+18.5440287235302i | 28.606 | 0.013968 | -37.0974 | -103.3227
223 | [5 empty] | 44.1571 | 3012 | 50.15904 |  |  |  | 8.62821836800748-48.5597083250266i | 49.3203 | 0.024082 | -32.3661 | -98.5913
151 | [5 empty] | 44.1718 | 3013 | 50.17569 |  |  |  | 12.5139403259973+54.3815032547111i | 55.8027 | 0.027247 | -31.2935 | -97.5187
175 | [5 empty] | 44.1864 | 3014 | 50.19234 |  |  |  | -2.08805245641128-60.0169075252531i | 60.0532 | 0.029323 | -30.6559 | -96.8811
290 | [5 empty] | 44.2011 | 3015 | 50.20900 |  |  |  | -1.89333655305276+34.1483415951431i | 34.2008 | 0.0167 | -35.5459 | -101.7711
497 | [5 empty] | 44.2158 | 3016 | 50.22565 |  |  |  | -6.88782494927888+19.5629101264152i | 20.74 | 0.010127 | -39.8904 | -106.1157
780 | [5 empty] | 44.2304 | 3017 | 50.24230 |  |  |  | -13.6023613482491+25.418419324568i | 28.8292 | 0.014077 | -37.03 | -103.2552
1128 | [5 empty] | 44.2451 | 3018 | 50.25896 |  |  |  | -11.9193338911977-11.7121830468022i | 16.7106 | 0.0081595 | -41.7667 | -107.992
1523 | [5 empty] | 44.2597 | 3019 | 50.27561 |  |  |  | 28.1803841848315+4.57692891890661i | 28.5496 | 0.01394 | -37.1146 | -103.3398
1947 | [5 empty] | 44.2744 | 3020 | 50.29226 |  |  |  | 31.6565345667988-6.70316975370794i | 32.3584 | 0.0158 | -36.0268 | -102.2521
2376 | [5 empty] | 44.2891 | 3021 | 50.30892 |  |  |  | 29.5607440203471+43.7847894371508i | 52.8294 | 0.025796 | -31.7691 | -97.9943
2790 | [5 empty] | 44.3037 | 3022 | 50.32557 |  |  |  | -7.67529000048016-6.53115907990641i | 10.078 | 0.0049209 | -46.1591 | -112.3844
3171 | [5 empty] | 44.3184 | 3023 | 50.34222 |  |  |  | -38.4382207718403+12.9817733565791i | 40.5712 | 0.01981 | -34.0622 | -100.2875
3498 | [5 empty] | 44.333 | 3024 | 50.35887 |  |  |  | 18.1375300919869+8.15235893116405i | 19.8854 | 0.0097097 | -40.2559 | -106.4811
3755 | [5 empty] | 44.3477 | 3025 | 50.37553 |  |  |  | 17.9825078160414-26.2342947392188i | 31.8058 | 0.01553 | -36.1765 | -102.4017
3930 | [5 empty] | 44.3624 | 3026 | 50.39218 |  |  |  | -8.07416205894125+56.3149831570262i | 56.8909 | 0.027779 | -31.1257 | -97.351
4012 | [5 empty] | 44.377 | 3027 | 50.40883 |  |  |  | 20.0557099493368+3.80411670982576i | 20.4133 | 0.0099674 | -40.0283 | -106.2536
4001 | [5 empty] | 44.3917 | 3028 | 50.42549 |  |  |  | 12.1865498663939-8.17448204528017i | 14.6743 | 0.0071652 | -42.8955 | -109.1207
3897 | [5 empty] | 44.4064 | 3029 | 50.44214 |  |  |  | 12.5139340097209-35.9211962040246i | 38.0385 | 0.018574 | -34.6221 | -100.8474
3702 | [5 empty] | 44.421 | 3030 | 50.45879 |  |  |  | -26.0789886966076-19.9384750252863i | 32.8277 | 0.016029 | -35.9018 | -102.127
3428 | [5 empty] | 44.4357 | 3031 | 50.47545 |  |  |  | 61.9291122092857+28.36577292774i | 68.1163 | 0.03326 | -29.5616 | -95.7868
3087 | [5 empty] | 44.4503 | 3032 | 50.49210 |  |  |  | 15.8878295292697-5.79003890317961i | 16.91 | 0.0082568 | -41.6637 | -107.889
2697 | [5 empty] | 44.465 | 3033 | 50.50875 |  |  |  | -35.4944467164949+8.31991415975563i | 36.4565 | 0.017801 | -34.9911 | -101.2163
2278 | [5 empty] | 44.4797 | 3034 | 50.52541 |  |  |  | -12.7526018866475+18.3562438844114i | 22.3513 | 0.010914 | -39.2405 | -105.4658
1848 | [5 empty] | 44.4943 | 3035 | 50.54206 |  |  |  | -11.245444418911-3.4660681203313E-002i | 11.2455 | 0.005491 | -45.207 | -111.4323
1428 | [5 empty] | 44.509 | 3036 | 50.55871 |  |  |  | 4.2311938601721+19.3883768592732i | 19.8447 | 0.0096898 | -40.2737 | -106.499
1043 | [5 empty] | 44.5236 | 3037 | 50.57536 |  |  |  | 49.4057366816915+21.5340363847701i | 53.8947 | 0.026316 | -31.5957 | -97.8209
708 | [5 empty] | 44.5383 | 3038 | 50.59202 |  |  |  | -12.6462158740747+12.3540444904504i | 17.6791 | 0.0086324 | -41.2774 | -107.5027
441 | [5 empty] | 44.553 | 3039 | 50.60867 |  |  |  | 1.84812204944416-42.5083538326934i | 42.5485 | 0.020776 | -33.6489 | -99.8742
256 | [5 empty] | 44.5676 | 3040 | 50.62532 |  |  |  | 7.77550949942978-71.933723742738i | 72.3527 | 0.035328 | -29.0375 | -95.2627
160 | [5 empty] | 44.5823 | 3041 | 50.64198 |  |  |  | -13.827335761374-0.128871140403994i | 13.8279 | 0.0067519 | -43.4115 | -109.6367
160 | [5 empty] | 44.5969 | 3042 | 50.65863 |  |  |  | 36.6849396991077-5.092865722076i | 37.0368 | 0.018084 | -34.8539 | -101.0792
253 | [5 empty] | 44.6116 | 3043 | 50.67528 |  |  |  | 36.6429653508556-59.818942824681i | 70.1499 | 0.034253 | -29.3061 | -95.5313
437 | [5 empty] | 44.6263 | 3044 | 50.69194 |  |  |  | 56.8164783555889+33.4018514545095i | 65.9075 | 0.032181 | -29.8479 | -96.0732
702 | [5 empty] | 44.6409 | 3045 | 50.70859 |  |  |  | 278.154763865105-165.112473872821i | 323.469 | 0.15794 | -16.0299 | -82.2552
1037 | [5 empty] | 44.6556 | 3046 | 50.72524 |  |  |  | -31.5783231856819-45.9919124745715i | 55.7893 | 0.027241 | -31.2956 | -97.5208
1421 | [5 empty] | 44.6702 | 3047 | 50.74190 |  |  |  | -28.4121710652743+12.5331981460078i | 31.0537 | 0.015163 | -36.3843 | -102.6096
1841 | [5 empty] | 44.6849 | 3048 | 50.75855 |  |  |  | 84.1684271810706+13.5112787761945i | 85.246 | 0.041624 | -27.6131 | -93.8384
2268 | [5 empty] | 44.6996 | 3049 | 50.77520 |  |  |  | -15.9389674930672-23.3725942305671i | 28.2901 | 0.013814 | -37.1939 | -103.4192
2690 | [5 empty] | 44.7142 | 3050 | 50.79185 |  |  |  | 55.9670835379359-14.3445765489731i | 57.7761 | 0.028211 | -30.9916 | -97.2169
3082 | [5 empty] | 44.7289 | 3051 | 50.80851 |  |  |  | 27.6505499971173+10.6433702756066i | 29.6283 | 0.014467 | -36.7925 | -103.0177
3422 | [5 empty] | 44.7435 | 3052 | 50.82516 |  |  |  | 16.9479934194382-14.0289524844116i | 22.001 | 0.010743 | -39.3777 | -105.603
3698 | [5 empty] | 44.7582 | 3053 | 50.84181 |  |  |  | 11.5962128478617-20.7286680281216i | 23.7518 | 0.011598 | -38.7127 | -104.9379
3894 | [5 empty] | 44.7729 | 3054 | 50.85847 |  |  |  | -41.4246071302878-6.16129782840154i | 41.8803 | 0.020449 | -33.7864 | -100.0117
4000 | [5 empty] | 44.7875 | 3055 | 50.87512 |  |  |  | 0.155525170262159+25.2485833642792i | 25.2491 | 0.012329 | -38.1817 | -104.4069
4014 | [5 empty] | 44.8022 | 3056 | 50.89177 |  |  |  | -16.0835877893446-32.8523821401191i | 36.5781 | 0.01786 | -34.9622 | -101.1874
3930 | [5 empty] | 44.8168 | 3057 | 50.90843 |  |  |  | 10.3286670321968+55.5768425612508i | 56.5285 | 0.027602 | -31.1813 | -97.4065
3758 | [5 empty] | 44.8315 | 3058 | 50.92508 |  |  |  | 58.4063185339683-7.26780902942991i | 58.8568 | 0.028739 | -30.8307 | -97.0559
3504 | [5 empty] | 44.8462 | 3059 | 50.94173 |  |  |  | -8.04939772268649-24.5101759134233i | 25.7981 | 0.012597 | -37.9948 | -104.2201
3177 | [5 empty] | 44.8608 | 3060 | 50.95839 |  |  |  | -13.5282747162604-14.7854548938523i | 20.0406 | 0.0097854 | -40.1884 | -106.4137
2797 | [5 empty] | 44.8755 | 3061 | 50.97504 |  |  |  | -2.83825348828581-22.5237247527154i | 22.7018 | 0.011085 | -39.1054 | -105.3306
2382 | [5 empty] | 44.8901 | 3062 | 50.99169 |  |  |  | 67.2155291653627-10.3752259369225i | 68.0116 | 0.033209 | -29.5749 | -95.8002
1953 | [5 empty] | 44.9048 | 3063 | 51.00834 |  |  |  | -6.52699344864411-11.9526331111772i | 13.6186 | 0.0066497 | -43.5439 | -109.7692
1530 | [5 empty] | 44.9195 | 3064 | 51.02500 |  |  |  | 12.7527221861269-9.62256175375632i | 15.9758 | 0.0078007 | -42.1574 | -108.3826
1134 | [5 empty] | 44.9341 | 3065 | 51.04165 |  |  |  | 32.4237828811273+5.02509481992145i | 32.8109 | 0.016021 | -35.9062 | -102.1315
786 | [5 empty] | 44.9488 | 3066 | 51.05830 |  |  |  | -34.4255441563457+6.31572255468888i | 35.0001 | 0.01709 | -35.3452 | -101.5705
501 | [5 empty] | 44.9634 | 3067 | 51.07496 |  |  |  | 6.34741988237797+28.285242349634i | 28.9887 | 0.014155 | -36.982 | -103.2073
294 | [5 empty] | 44.9781 | 3068 | 51.09161 |  |  |  | 22.0355492058785+7.89990925585285i | 23.4088 | 0.01143 | -38.839 | -105.0642
176 | [5 empty] | 44.9928 | 3069 | 51.10826 |  |  |  | 3.69412671443357+30.8724219091867i | 31.0927 | 0.015182 | -36.3734 | -102.5987
152 | [5 empty] | 45.0074 | 3070 | 51.12492 |  |  |  | -27.6488947945858+20.1431998847795i | 34.2083 | 0.016703 | -35.544 | -101.7692
222 | [5 empty] | 45.0221 | 3071 | 51.14157 |  |  |  | -36.6346879925114+22.6774665677553i | 43.0856 | 0.021038 | -33.54 | -99.7652
385 | [5 empty] | 45.0367 | 3072 | 51.15822 |  |  |  | -29.9999999999995-52.9999999999991i | 60.9016 | 0.029737 | -30.534 | -96.7593
630 | [5 empty] | 45.0514 | 3073 | 51.17488 |  |  |  | 15.5610899329425+15.1541898193665i | 21.7209 | 0.010606 | -39.489 | -105.7143
948 | [5 empty] | 45.0661 | 3074 | 51.19153 |  |  |  | 3.2268027183901+13.5688326589104i | 13.9472 | 0.0068102 | -43.3368 | -109.5621
1322 | [5 empty] | 45.0807 | 3075 | 51.20818 |  |  |  | -0.854530391715242+24.7022190451206i | 24.717 | 0.012069 | -38.3667 | -104.5919
1735 | [5 empty] | 45.0954 | 3076 | 51.22483 |  |  |  | -61.6385252671751-33.6946755833818i | 70.247 | 0.0343 | -29.294 | -95.5193
2162 | [5 empty] | 45.1101 | 3077 | 51.24149 |  |  |  | 31.1372294470773+8.7116623044806i | 32.333 | 0.015788 | -36.0337 | -102.2589
2589 | [5 empty] | 45.1247 | 3078 | 51.25814 |  |  |  | -12.931715247431-12.2247467523173i | 17.7953 | 0.0086891 | -41.2205 | -107.4457
2988 | [5 empty] | 45.1394 | 3079 | 51.27479 |  |  |  | 32.7620682898464+20.703199661612i | 38.7553 | 0.018924 | -34.46 | -100.6852
3344 | [5 empty] | 45.154 | 3080 | 51.29145 |  |  |  | 29.4274171515467-82.9609871780694i | 88.0256 | 0.042981 | -27.3344 | -93.5597
3637 | [5 empty] | 45.1687 | 3081 | 51.30810 |  |  |  | -32.3449015660514-63.9968735317705i | 71.7063 | 0.035013 | -29.1155 | -95.3407
3855 | [5 empty] | 45.1834 | 3082 | 51.32475 |  |  |  | -48.7775595168798+15.0197501797786i | 51.0377 | 0.024921 | -32.0688 | -98.294
3984 | [5 empty] | 45.198 | 3083 | 51.34141 |  |  |  | -12.2811056941621-9.07017757063211i | 15.2674 | 0.0074548 | -42.5513 | -108.7765
4019 | [5 empty] | 45.2127 | 3084 | 51.35806 |  |  |  | 4.8828475663604+37.0987502332108i | 37.4187 | 0.018271 | -34.7648 | -100.9901
3960 | [5 empty] | 45.2273 | 3085 | 51.37471 |  |  |  | 29.2436981413637-69.6441588009893i | 75.5348 | 0.036882 | -28.6637 | -94.8889
3810 | [5 empty] | 45.242 | 3086 | 51.39137 |  |  |  | 13.2773167014826-1.29388021593157i | 13.3402 | 0.0065138 | -43.7233 | -109.9486
3574 | [5 empty] | 45.2567 | 3087 | 51.40802 |  |  |  | -42.3933810557275+3.8983772378988i | 42.5722 | 0.020787 | -33.6441 | -99.8693
3263 | [5 empty] | 45.2713 | 3088 | 51.42467 |  |  |  | 22.7641278443195+7.3869605587002i | 23.9327 | 0.011686 | -38.6468 | -104.872
2896 | [5 empty] | 45.286 | 3089 | 51.44132 |  |  |  | 35.5361460541123+12.0467502642493i | 37.5226 | 0.018322 | -34.7408 | -100.966
2488 | [5 empty] | 45.3006 | 3090 | 51.45798 |  |  |  | 9.98422926812859+33.8712393014789i | 35.3121 | 0.017242 | -35.2681 | -101.4934
2061 | [5 empty] | 45.3153 | 3091 | 51.47463 |  |  |  | -26.3893399340014-9.80747176687633i | 28.1529 | 0.013747 | -37.2361 | -103.4614
1633 | [5 empty] | 45.33 | 3092 | 51.49128 |  |  |  | -12.346344059199+51.9556214044496i | 53.4024 | 0.026075 | -31.6754 | -97.9006
1228 | [5 empty] | 45.3446 | 3093 | 51.50794 |  |  |  | -9.15703687405941-14.5534294484501i | 17.1946 | 0.0083958 | -41.5188 | -107.744
866 | [5 empty] | 45.3593 | 3094 | 51.52459 |  |  |  | -2.1159739317434+16.1985319295686i | 16.3361 | 0.0079766 | -41.9636 | -108.1889
565 | [5 empty] | 45.3739 | 3095 | 51.54124 |  |  |  | -28.8070307523463-9.79158282298085i | 30.4256 | 0.014856 | -36.5618 | -102.7871
337 | [5 empty] | 45.3886 | 3096 | 51.55790 |  |  |  | 15.278335385237+17.5174323950075i | 23.2441 | 0.01135 | -38.9003 | -105.1256
196 | [5 empty] | 45.4033 | 3097 | 51.57455 |  |  |  | 13.3295005659377-39.5866976735355i | 41.7706 | 0.020396 | -33.8092 | -100.0344
148 | [5 empty] | 45.4179 | 3098 | 51.59120 |  |  |  | -0.649615735636457-15.1258835716026i | 15.1398 | 0.0073925 | -42.6242 | -108.8494
195 | [5 empty] | 45.4326 | 3099 | 51.60785 |  |  |  | -12.1034438894039-41.8660152252007i | 43.5805 | 0.02128 | -33.4408 | -99.666
336 | [5 empty] | 45.4472 | 3100 | 51.62451 |  |  |  | -38.6616476832957+2.11267156057007i | 38.7193 | 0.018906 | -34.468 | -100.6933
562 | [5 empty] | 45.4619 | 3101 | 51.64116 |  |  |  | -10.4918351822787-19.8692628570032i | 22.4692 | 0.010971 | -39.1948 | -105.4201
863 | [5 empty] | 45.4766 | 3102 | 51.65781 |  |  |  | 8.97836273855793-37.2681039960491i | 38.3344 | 0.018718 | -34.5548 | -100.7801
1225 | [5 empty] | 45.4912 | 3103 | 51.67447 |  |  |  | 2.83887617690562-48.5545504322093i | 48.6375 | 0.023749 | -32.4872 | -98.7124
1631 | [5 empty] | 45.5059 | 3104 | 51.69112 |  |  |  | -44.584012908405-14.2004834260428i | 46.7909 | 0.022847 | -32.8234 | -99.0486
2057 | [5 empty] | 45.5205 | 3105 | 51.70777 |  |  |  | 54.3416006504409+53.5732406695247i | 76.3093 | 0.03726 | -28.5751 | -94.8003
2484 | [5 empty] | 45.5352 | 3106 | 51.72443 |  |  |  | -7.46600988910796-19.0437227213778i | 20.4549 | 0.0099878 | -40.0106 | -106.2359
2895 | [5 empty] | 45.5499 | 3107 | 51.74108 |  |  |  | 3.08326133025867+23.8456123304366i | 24.0441 | 0.01174 | -38.6064 | -104.8317
3260 | [5 empty] | 45.5645 | 3108 | 51.75773 |  |  |  | 68.1649150072058+15.5428513310865i | 69.9145 | 0.034138 | -29.3353 | -95.5605
3571 | [5 empty] | 45.5792 | 3109 | 51.77439 |  |  |  | -24.456774652926+27.210391600821i | 36.5861 | 0.017864 | -34.9603 | -101.1855
3808 | [5 empty] | 45.5938 | 3110 | 51.79104 |  |  |  | 12.7350903085853+4.19599109316957i | 13.4085 | 0.0065471 | -43.679 | -109.9042
3960 | [5 empty] | 45.6085 | 3111 | 51.80769 |  |  |  | -40.2239309263545+29.3271337999748i | 49.78 | 0.024307 | -32.2855 | -98.5108
4018 | [5 empty] | 45.6232 | 3112 | 51.82434 |  |  |  | 1.89048130779304+15.3853468608223i | 15.5011 | 0.0075689 | -42.4194 | -108.6446
3984 | [5 empty] | 45.6378 | 3113 | 51.84100 |  |  |  | 47.4941202655912+11.2277328406953i | 48.8032 | 0.02383 | -32.4576 | -98.6829
3855 | [5 empty] | 45.6525 | 3114 | 51.85765 |  |  |  | 17.5468653836804+18.7741630334335i | 25.6975 | 0.012548 | -38.0288 | -104.254
3640 | [5 empty] | 45.6671 | 3115 | 51.87430 |  |  |  | -31.0116537385831-23.826432660754i | 39.1078 | 0.019096 | -34.3813 | -100.6066
3347 | [5 empty] | 45.6818 | 3116 | 51.89096 |  |  |  | -67.4245963326399-38.100187248321i | 77.4448 | 0.037815 | -28.4468 | -94.672
2991 | [5 empty] | 45.6965 | 3117 | 51.90761 |  |  |  | 110.588914374356-62.9452333448269i | 127.2478 | 0.062133 | -24.1336 | -90.3588
2592 | [5 empty] | 45.7111 | 3118 | 51.92426 |  |  |  | -47.9985908849358+31.0396409266377i | 57.1605 | 0.02791 | -31.0847 | -97.3099
2167 | [5 empty] | 45.7258 | 3119 | 51.94092 |  |  |  | -33.5558214906101+1.23835811998961i | 33.5787 | 0.016396 | -35.7053 | -101.9306
1738 | [5 empty] | 45.7404 | 3120 | 51.95757 |  |  |  | -30.3460375058915+20.4627856546005i | 36.6007 | 0.017871 | -34.9568 | -101.1821
1326 | [5 empty] | 45.7551 | 3121 | 51.97422 |  |  |  | -0.661494042745858+16.9464592308077i | 16.9594 | 0.0082809 | -41.6384 | -107.8637
951 | [5 empty] | 45.7698 | 3122 | 51.99088 |  |  |  | -25.4763989448207-62.0066061025416i | 67.0363 | 0.032733 | -29.7004 | -95.9256
633 | [5 empty] | 45.7844 | 3123 | 52.00753 |  |  |  | -37.1780602875767+24.0920321245292i | 44.3016 | 0.021632 | -33.2982 | -99.5235
386 | [5 empty] | 45.7991 | 3124 | 52.02418 |  |  |  | -48.222020994998-45.2017137444218i | 66.0951 | 0.032273 | -29.8232 | -96.0485
223 | [5 empty] | 45.8137 | 3125 | 52.04083 |  |  |  | -8.25036654538541+29.8026468330754i | 30.9236 | 0.015099 | -36.4208 | -102.6461
152 | [5 empty] | 45.8284 | 3126 | 52.05749 |  |  |  | 55.8268091065232-41.729253885647i | 69.6991 | 0.034033 | -29.3621 | -95.5873
174 | [5 empty] | 45.8431 | 3127 | 52.07414 |  |  |  | -47.5282314692695-41.5422086863495i | 63.1244 | 0.030822 | -30.2227 | -96.4479
292 | [5 empty] | 45.8577 | 3128 | 52.09079 |  |  |  | 8.37453170115574-23.5755132454473i | 25.0187 | 0.012216 | -38.2613 | -104.4865
499 | [5 empty] | 45.8724 | 3129 | 52.10745 |  |  |  | -34.272526314466+6.94005022259818i | 34.9681 | 0.017074 | -35.3532 | -101.5784
783 | [5 empty] | 45.8871 | 3130 | 52.12410 |  |  |  | -1.43087877105498+21.141564006716i | 21.1899 | 0.010347 | -39.704 | -105.9293
1130 | [5 empty] | 45.9017 | 3131 | 52.14075 |  |  |  | 81.4280522141487+16.6002181858737i | 83.1029 | 0.040578 | -27.8343 | -94.0595
1526 | [5 empty] | 45.9164 | 3132 | 52.15741 |  |  |  | -8.73763174578874+3.95133398925697i | 9.5895 | 0.0046824 | -46.5906 | -112.8159
1950 | [5 empty] | 45.931 | 3133 | 52.17406 |  |  |  | -4.34757294246906-20.1750253180047i | 20.6381 | 0.010077 | -39.9332 | -106.1584
2380 | [5 empty] | 45.9457 | 3134 | 52.19071 |  |  |  | -3.87017241345193-40.8161635900431i | 40.9992 | 0.020019 | -33.9711 | -100.1963
2795 | [5 empty] | 45.9604 | 3135 | 52.20737 |  |  |  | -8.42363260446649-16.3819263189332i | 18.4208 | 0.0089945 | -40.9204 | -107.1457
3174 | [5 empty] | 45.975 | 3136 | 52.22402 |  |  |  | -2.59316884138173+57.694538988016i | 57.7528 | 0.0282 | -30.9951 | -97.2204
3501 | [5 empty] | 45.9897 | 3137 | 52.24067 |  |  |  | 18.284462282833+56.6454003126062i | 59.5233 | 0.029064 | -30.7329 | -96.9581
3756 | [5 empty] | 46.0043 | 3138 | 52.25732 |  |  |  | -39.872837817345+4.78842366847817i | 40.1593 | 0.019609 | -34.1509 | -100.3761
3929 | [5 empty] | 46.019 | 3139 | 52.27398 |  |  |  | -10.6675454547658+23.9680613956822i | 26.2348 | 0.01281 | -37.849 | -104.0743
4013 | [5 empty] | 46.0337 | 3140 | 52.29063 |  |  |  | -10.6188529010251-10.9863743774948i | 15.2794 | 0.0074607 | -42.5445 | -108.7697
4002 | [5 empty] | 46.0483 | 3141 | 52.30728 |  |  |  | -37.4082452446808-19.1574145119495i | 42.0284 | 0.020522 | -33.7557 | -99.981
3896 | [5 empty] | 46.063 | 3142 | 52.32394 |  |  |  | 14.7272734475024-13.1279437552858i | 19.7291 | 0.0096333 | -40.3245 | -106.5497
3700 | [5 empty] | 46.0776 | 3143 | 52.34059 |  |  |  | 11.6889613982552-37.042399296598i | 38.8429 | 0.018966 | -34.4404 | -100.6656
3426 | [5 empty] | 46.0923 | 3144 | 52.35724 |  |  |  | 50.8007570154052+5.57650695288768i | 51.1059 | 0.024954 | -32.0572 | -98.2824
3085 | [5 empty] | 46.107 | 3145 | 52.37390 |  |  |  | -1.18512650153608E-002+6.34337220000858i | 6.3434 | 0.0030974 | -50.1802 | -116.4054
2694 | [5 empty] | 46.1216 | 3146 | 52.39055 |  |  |  | -24.1951013349834-17.9614404969242i | 30.1333 | 0.014714 | -36.6457 | -102.8709
2275 | [5 empty] | 46.1363 | 3147 | 52.40720 |  |  |  | 21.5256376937311+4.15434739991663i | 21.9229 | 0.010705 | -39.4087 | -105.6339
1844 | [5 empty] | 46.1509 | 3148 | 52.42386 |  |  |  | 9.10148143208347+9.09458435334932i | 12.8666 | 0.0062825 | -44.0373 | -110.2626
1424 | [5 empty] | 46.1656 | 3149 | 52.44051 |  |  |  | -11.3958264671884-14.0041853661594i | 18.055 | 0.0088159 | -41.0947 | -107.3199
1041 | [5 empty] | 46.1803 | 3150 | 52.45716 |  |  |  | 18.5229717135369-11.1917676056988i | 21.6415 | 0.010567 | -39.5208 | -105.7461
705 | [5 empty] | 46.1949 | 3151 | 52.47381 |  |  |  | 61.1441314935059+13.6545373451226i | 62.6502 | 0.030591 | -30.2881 | -96.5134
440 | [5 empty] | 46.2096 | 3152 | 52.49047 |  |  |  | 17.4322234250023+9.70004130731271i | 19.9493 | 0.0097409 | -40.2281 | -106.4533
255 | [5 empty] | 46.2242 | 3153 | 52.50712 |  |  |  | -28.9094801413974+53.711453796757i | 60.9974 | 0.029784 | -30.5204 | -96.7456
161 | [5 empty] | 46.2389 | 3154 | 52.52377 |  |  |  | 67.2180532385388-6.88487434779808i | 67.5697 | 0.032993 | -29.6316 | -95.8568
160 | [5 empty] | 46.2536 | 3155 | 52.54043 |  |  |  | -31.478826451554-10.7795180259423i | 33.2733 | 0.016247 | -35.7847 | -102.0099
255 | [5 empty] | 46.2682 | 3156 | 52.55708 |  |  |  | -5.21479225025359+10.8718091999951i | 12.0578 | 0.0058876 | -44.6012 | -110.8265
438 | [5 empty] | 46.2829 | 3157 | 52.57373 |  |  |  | -47.268012613525+0.48853985598225i | 47.2705 | 0.023081 | -32.7348 | -98.96
705 | [5 empty] | 46.2975 | 3158 | 52.59039 |  |  |  | -10.1393361019643-14.3805975128498i | 17.5957 | 0.0085916 | -41.3185 | -107.5437
1040 | [5 empty] | 46.3122 | 3159 | 52.60704 |  |  |  | 27.140821705327+10.8756715719209i | 29.2387 | 0.014277 | -36.9074 | -103.1327
1425 | [5 empty] | 46.3269 | 3160 | 52.62369 |  |  |  | -28.5163616887243+48.0532816037495i | 55.8776 | 0.027284 | -31.2819 | -97.5071
1844 | [5 empty] | 46.3415 | 3161 | 52.64035 |  |  |  | 0.352631730172813-1.57761710664176i | 1.6165 | 0.00078933 | -62.0548 | -128.2801
2273 | [5 empty] | 46.3562 | 3162 | 52.65700 |  |  |  | -34.4304892775383+13.7922378510983i | 37.0902 | 0.01811 | -34.8414 | -101.0667
2694 | [5 empty] | 46.3708 | 3163 | 52.67365 |  |  |  | 30.7746730476454-1.25197670064943i | 30.8001 | 0.015039 | -36.4555 | -102.6808
3085 | [5 empty] | 46.3855 | 3164 | 52.69030 |  |  |  | -18.1044249659214+40.1815544305325i | 44.0718 | 0.021519 | -33.3434 | -99.5686
3425 | [5 empty] | 46.4002 | 3165 | 52.70696 |  |  |  | 16.7376888681893+32.3050130870133i | 36.3836 | 0.017765 | -35.0085 | -101.2337
3699 | [5 empty] | 46.4148 | 3166 | 52.72361 |  |  |  | -43.12519336411-27.5953597387632i | 51.1985 | 0.024999 | -32.0415 | -98.2667
3896 | [5 empty] | 46.4295 | 3167 | 52.74026 |  |  |  | 35.4551933178642+14.3967082169329i | 38.2666 | 0.018685 | -34.5702 | -100.7954
4001 | [5 empty] | 46.4441 | 3168 | 52.75692 |  |  |  | 31.1927600058193-9.08967481694045i | 32.4902 | 0.015864 | -35.9916 | -102.2168
4013 | [5 empty] | 46.4588 | 3169 | 52.77357 |  |  |  | -28.4662090105431-18.2245888778717i | 33.8003 | 0.016504 | -35.6482 | -101.8734
3930 | [5 empty] | 46.4735 | 3170 | 52.79022 |  |  |  | -11.2694890270819+30.58098366857i | 32.5914 | 0.015914 | -35.9645 | -102.1898
3756 | [5 empty] | 46.4881 | 3171 | 52.80688 |  |  |  | 2.09071778925811-4.28750178914613i | 4.7701 | 0.0023291 | -52.6561 | -118.8813
3500 | [5 empty] | 46.5028 | 3172 | 52.82353 |  |  |  | -17.2332817715002-35.9660374858923i | 39.8816 | 0.019473 | -34.2111 | -100.4364
3173 | [5 empty] | 46.5174 | 3173 | 52.84018 |  |  |  | 47.4358277695095+27.1397542698915i | 54.6509 | 0.026685 | -31.4746 | -97.6999
2795 | [5 empty] | 46.5321 | 3174 | 52.85683 |  |  |  | 28.9136133580376-1.25580979745129i | 28.9409 | 0.014131 | -36.9964 | -103.2216
2379 | [5 empty] | 46.5468 | 3175 | 52.87349 |  |  |  | 28.6506638921472+24.398709680856i | 37.6319 | 0.018375 | -34.7155 | -100.9407
1951 | [5 empty] | 46.5614 | 3176 | 52.89014 |  |  |  | 18.2780935854148-7.10732418687285i | 19.6113 | 0.0095758 | -40.3765 | -106.6017
1527 | [5 empty] | 46.5761 | 3177 | 52.90679 |  |  |  | -23.7442627994341-21.8890452100002i | 32.2943 | 0.015769 | -36.0441 | -102.2693
1132 | [5 empty] | 46.5908 | 3178 | 52.92345 |  |  |  | 25.0076962124164-35.7074150196157i | 43.5936 | 0.021286 | -33.4381 | -99.6634
783 | [5 empty] | 46.6054 | 3179 | 52.94010 |  |  |  | -4.30809349755832+12.7183686817974i | 13.4282 | 0.0065567 | -43.6662 | -109.8915
499 | [5 empty] | 46.6201 | 3180 | 52.95675 |  |  |  | 22.3398972941125-13.0631319690383i | 25.8789 | 0.012636 | -37.9677 | -104.1929
293 | [5 empty] | 46.6347 | 3181 | 52.97341 |  |  |  | 23.1943766087873-25.1649405591147i | 34.2236 | 0.016711 | -35.5401 | -101.7653
175 | [5 empty] | 46.6494 | 3182 | 52.99006 |  |  |  | -11.8023373836948-13.9360504686796i | 18.2622 | 0.0089171 | -40.9955 | -107.2208
152 | [5 empty] | 46.6641 | 3183 | 53.00671 |  |  |  | -38.2874564791273+50.3654734375704i | 63.2662 | 0.030892 | -30.2032 | -96.4284
223 | [5 empty] | 46.6787 | 3184 | 53.02337 |  |  |  | -4.54747683939992+20.0745301891869i | 20.5832 | 0.01005 | -39.9564 | -106.1816
385 | [5 empty] | 46.6934 | 3185 | 53.04002 |  |  |  | 37.7002959814525+5.6673450012638i | 38.1239 | 0.018615 | -34.6027 | -100.8279
633 | [5 empty] | 46.708 | 3186 | 53.05667 |  |  |  | 22.62119989872-18.8241066485712i | 29.429 | 0.01437 | -36.8511 | -103.0763
952 | [5 empty] | 46.7227 | 3187 | 53.07332 |  |  |  | -2.47159669658582+37.9497020613164i | 38.0301 | 0.018569 | -34.624 | -100.8493
1327 | [5 empty] | 46.7374 | 3188 | 53.08998 |  |  |  | -24.5712563949374+58.8362432206227i | 63.7609 | 0.031133 | -30.1355 | -96.3608
1738 | [5 empty] | 46.752 | 3189 | 53.10663 |  |  |  | -13.6801225480319-14.568534445302i | 19.9847 | 0.0097582 | -40.2126 | -106.4379
2166 | [5 empty] | 46.7667 | 3190 | 53.12328 |  |  |  | 51.5633126261299-163.483296009117i | 171.4222 | 0.083702 | -21.5453 | -87.7705
2592 | [5 empty] | 46.7813 | 3191 | 53.13994 |  |  |  | -83.3404415685774-2.66662719534713i | 83.3831 | 0.040714 | -27.805 | -94.0303
2992 | [5 empty] | 46.796 | 3192 | 53.15659 |  |  |  | 39.409462893803-19.0744131048433i | 43.7829 | 0.021378 | -33.4005 | -99.6258
3347 | [5 empty] | 46.8107 | 3193 | 53.17324 |  |  |  | 2.203922416781-19.5603432045388i | 19.6841 | 0.0096114 | -40.3443 | -106.5695
3640 | [5 empty] | 46.8253 | 3194 | 53.18990 |  |  |  | -6.82242039097434+63.223440457595i | 63.5905 | 0.03105 | -30.1588 | -96.384
3856 | [5 empty] | 46.84 | 3195 | 53.20655 |  |  |  | -1.98275655577847-7.05680806881011i | 7.3301 | 0.0035791 | -48.9244 | -115.1497
3984 | [5 empty] | 46.8546 | 3196 | 53.22320 |  |  |  | -28.9804166002274+36.7946706662432i | 46.8371 | 0.02287 | -32.8148 | -99.0401
4019 | [5 empty] | 46.8693 | 3197 | 53.23986 |  |  |  | 18.9178023345719+16.4578934241663i | 25.0748 | 0.012244 | -38.2419 | -104.4671
3960 | [5 empty] | 46.884 | 3198 | 53.25651 |  |  |  | -1.10393308618551+37.6497038402283i | 37.6659 | 0.018392 | -34.7076 | -100.9329
3807 | [5 empty] | 46.8986 | 3199 | 53.27316 |  |  |  | 51.6544732156436-4.32436445919826i | 51.8352 | 0.02531 | -31.9341 | -98.1594
3573 | [5 empty] | 46.9133 | 3200 | 53.28981 |  |  |  | 46.0192366162281+66.0626177832006i | 80.5111 | 0.039312 | -28.1095 | -94.3347
3261 | [5 empty] | 46.9279 | 3201 | 53.30647 |  |  |  | -33.4983862941796-16.1777245439568i | 37.2003 | 0.018164 | -34.8157 | -101.0409
2893 | [5 empty] | 46.9426 | 3202 | 53.32312 |  |  |  | -1.81021501352706-16.7025768512997i | 16.8004 | 0.0082033 | -41.7202 | -107.9455
2485 | [5 empty] | 46.9573 | 3203 | 53.33977 |  |  |  | -35.1576088590527-15.7416769181772i | 38.5209 | 0.018809 | -34.5127 | -100.7379
2058 | [5 empty] | 46.9719 | 3204 | 53.35643 |  |  |  | -28.7006468467989+3.07784860502888i | 28.8652 | 0.014094 | -37.0191 | -103.2444
1631 | [5 empty] | 46.9866 | 3205 | 53.37308 |  |  |  | -43.1876348764959+3.30507815695999i | 43.3139 | 0.021149 | -33.494 | -99.7193
1225 | [5 empty] | 47.0012 | 3206 | 53.38973 |  |  |  | 5.4977919600244+6.33954856363056i | 8.3914 | 0.0040974 | -47.7499 | -113.9752
864 | [5 empty] | 47.0159 | 3207 | 53.40639 |  |  |  | 7.73072437014518+15.640695977094i | 17.4469 | 0.008519 | -41.3922 | -107.6175
563 | [5 empty] | 47.0306 | 3208 | 53.42304 |  |  |  | 27.7287715875328-26.1917951733775i | 38.1431 | 0.018625 | -34.5983 | -100.8235
336 | [5 empty] | 47.0452 | 3209 | 53.43969 |  |  |  | -17.5198199136062+9.26537593138991i | 19.819 | 0.0096772 | -40.285 | -106.5102
196 | [5 empty] | 47.0599 | 3210 | 53.45635 |  |  |  | -3.91030526616167-0.951705240839498i | 4.0245 | 0.0019651 | -54.1325 | -120.3577
147 | [5 empty] | 47.0745 | 3211 | 53.47300 |  |  |  | -25.9105596879815+44.8868816641887i | 51.8285 | 0.025307 | -31.9352 | -98.1605
197 | [5 empty] | 47.0892 | 3212 | 53.48965 |  |  |  | 27.6685327672366-7.58287548747604i | 28.6888 | 0.014008 | -37.0723 | -103.2976
337 | [5 empty] | 47.1039 | 3213 | 53.50630 |  |  |  | 19.2948143982744-12.8625816541236i | 23.1891 | 0.011323 | -38.9209 | -105.1462
565 | [5 empty] | 47.1185 | 3214 | 53.52296 |  |  |  | 4.43982729435449-5.68735701519592i | 7.2151 | 0.003523 | -49.0617 | -115.287
866 | [5 empty] | 47.1332 | 3215 | 53.53961 |  |  |  | -22.483498299165-28.8274989011253i | 36.5586 | 0.017851 | -34.9668 | -101.1921
1229 | [5 empty] | 47.1478 | 3216 | 53.55626 |  |  |  | 13.2241999714208+19.9059015446629i | 23.8982 | 0.011669 | -38.6593 | -104.8845
1633 | [5 empty] | 47.1625 | 3217 | 53.57292 |  |  |  | -17.2524240312301+34.5190373501015i | 38.5903 | 0.018843 | -34.497 | -100.7223
2061 | [5 empty] | 47.1772 | 3218 | 53.58957 |  |  |  | 11.628315771038+23.8770905942348i | 26.5581 | 0.012968 | -37.7427 | -103.9679
2488 | [5 empty] | 47.1918 | 3219 | 53.60622 |  |  |  | -33.4348109440024-31.3321048208908i | 45.8213 | 0.022374 | -33.0053 | -99.2305
2896 | [5 empty] | 47.2065 | 3220 | 53.62288 |  |  |  | -38.7992974844084-10.5071417257479i | 40.1968 | 0.019627 | -34.1428 | -100.368
3263 | [5 empty] | 47.2211 | 3221 | 53.63953 |  |  |  | -40.7838573959859+8.3583896658703i | 41.6315 | 0.020328 | -33.8381 | -100.0634
3574 | [5 empty] | 47.2358 | 3222 | 53.65618 |  |  |  | 59.0450770528608+6.41109646169012i | 59.3921 | 0.029 | -30.752 | -96.9773
3809 | [5 empty] | 47.2505 | 3223 | 53.67284 |  |  |  | 14.2652962330314+20.7713680507029i | 25.1982 | 0.012304 | -38.1992 | -104.4245
3960 | [5 empty] | 47.2651 | 3224 | 53.68949 |  |  |  | -6.15746588220933+59.7819010944849i | 60.0982 | 0.029345 | -30.6494 | -96.8746
4019 | [5 empty] | 47.2798 | 3225 | 53.70614 |  |  |  | 1.67747733352825-15.0600758998286i | 15.1532 | 0.007399 | -42.6165 | -108.8418
3983 | [5 empty] | 47.2945 | 3226 | 53.72279 |  |  |  | -379.288162829349-17.5233601541862i | 379.6927 | 0.1854 | -14.638 | -80.8632
3854 | [5 empty] | 47.3091 | 3227 | 53.73945 |  |  |  | -23.9939162810924-26.2575694914444i | 35.5692 | 0.017368 | -35.2051 | -101.4304
3638 | [5 empty] | 47.3238 | 3228 | 53.75610 |  |  |  | -33.0759572532153+15.5880995592973i | 36.5651 | 0.017854 | -34.9653 | -101.1905
3344 | [5 empty] | 47.3384 | 3229 | 53.77275 |  |  |  | -6.014153473374-61.2362662445045i | 61.5309 | 0.030044 | -30.4447 | -96.67
2989 | [5 empty] | 47.3531 | 3230 | 53.78941 |  |  |  | -22.9950491724113+10.6195844584195i | 25.3288 | 0.012368 | -38.1543 | -104.3796
2589 | [5 empty] | 47.3678 | 3231 | 53.80606 |  |  |  | -3.79484867130082+30.9895002046524i | 31.221 | 0.015245 | -36.3377 | -102.5629
2163 | [5 empty] | 47.3824 | 3232 | 53.82271 |  |  |  | 3.22593704606719-22.0649118992005i | 22.2995 | 0.010888 | -39.2607 | -105.486
1734 | [5 empty] | 47.3971 | 3233 | 53.83937 |  |  |  | 3.29598135551974+22.2152286089529i | 22.4584 | 0.010966 | -39.199 | -105.4243
1324 | [5 empty] | 47.4117 | 3234 | 53.85602 |  |  |  | 36.3294852152346-6.93445195089166i | 36.9854 | 0.018059 | -34.866 | -101.0912
949 | [5 empty] | 47.4264 | 3235 | 53.87267 |  |  |  | 1.84477498643166+63.5101505544679i | 63.5369 | 0.031024 | -30.1661 | -96.3913
630 | [5 empty] | 47.4411 | 3236 | 53.88933 |  |  |  | -1.54776497474732+44.2839792229503i | 44.311 | 0.021636 | -33.2964 | -99.5216
384 | [5 empty] | 47.4557 | 3237 | 53.90598 |  |  |  | 2.12663822652068+61.5871810691827i | 61.6239 | 0.03009 | -30.4316 | -96.6569
221 | [5 empty] | 47.4704 | 3238 | 53.92263 |  |  |  | -43.8357129483788-13.8424332628393i | 45.9694 | 0.022446 | -32.9772 | -99.2025
151 | [5 empty] | 47.485 | 3239 | 53.93928 |  |  |  | 47.2595005989091+8.96937705269707i | 48.1031 | 0.023488 | -32.5831 | -98.8084
175 | [5 empty] | 47.4997 | 3240 | 53.95594 |  |  |  | 31.847792069946-11.3162778667682i | 33.7985 | 0.016503 | -35.6486 | -101.8739
293 | [5 empty] | 47.5144 | 3241 | 53.97259 |  |  |  | -4.58392245790832+38.4683440728714i | 38.7405 | 0.018916 | -34.4633 | -100.6885
501 | [5 empty] | 47.529 | 3242 | 53.98924 |  |  |  | -35.3003798781807-4.71663403179824i | 35.6141 | 0.01739 | -35.1942 | -101.4194
785 | [5 empty] | 47.5437 | 3243 | 54.00590 |  |  |  | 17.0166969309154-0.689028456566799i | 17.0306 | 0.0083157 | -41.602 | -107.8272
1133 | [5 empty] | 47.5583 | 3244 | 54.02255 |  |  |  | -46.9680143164512-2.14685476168657i | 47.0171 | 0.022958 | -32.7815 | -99.0067
1530 | [5 empty] | 47.573 | 3245 | 54.03920 |  |  |  | 21.9302351047971+27.4145653205958i | 35.1069 | 0.017142 | -35.3188 | -101.544
1952 | [5 empty] | 47.5877 | 3246 | 54.05586 |  |  |  | 5.86414197183426+11.3171574318204i | 12.7462 | 0.0062237 | -44.119 | -110.3442
2382 | [5 empty] | 47.6023 | 3247 | 54.07251 |  |  |  | 14.2934798734796+27.0498605819588i | 30.5941 | 0.014939 | -36.5138 | -102.7391
2797 | [5 empty] | 47.617 | 3248 | 54.08916 |  |  |  | 35.0337981467428+14.4411163963919i | 37.8934 | 0.018503 | -34.6553 | -100.8806
3176 | [5 empty] | 47.6316 | 3249 | 54.10582 |  |  |  | 12.8753132133699+23.8274897265383i | 27.0836 | 0.013224 | -37.5725 | -103.7977
3503 | [5 empty] | 47.6463 | 3250 | 54.12247 |  |  |  | -7.7666501991821-0.560533314023001i | 7.7869 | 0.0038022 | -48.3994 | -114.6246
3758 | [5 empty] | 47.661 | 3251 | 54.13912 |  |  |  | -7.46143454415734+66.7024734470052i | 67.1185 | 0.032773 | -29.6898 | -95.915
3931 | [5 empty] | 47.6756 | 3252 | 54.15577 |  |  |  | -6.77822130235756+6.10383571123497i | 9.1215 | 0.0044538 | -47.0253 | -113.2506
4013 | [5 empty] | 47.6903 | 3253 | 54.17243 |  |  |  | -35.8133972455525+16.5068645772758i | 39.4345 | 0.019255 | -34.3091 | -100.5343
4000 | [5 empty] | 47.7049 | 3254 | 54.18908 |  |  |  | 8.69461393215128-7.1211595547748i | 11.2386 | 0.0054876 | -45.2123 | -111.4376
3895 | [5 empty] | 47.7196 | 3255 | 54.20573 |  |  |  | -35.9887104755404-36.940590307198i | 51.5732 | 0.025182 | -31.9781 | -98.2034
3698 | [5 empty] | 47.7343 | 3256 | 54.22239 |  |  |  | 7.68271369393233+1.47086106204081i | 7.8222 | 0.0038195 | -48.36 | -114.5852
3423 | [5 empty] | 47.7489 | 3257 | 54.23904 |  |  |  | -1.80060503465815+4.19072539387408i | 4.5612 | 0.0022271 | -53.0451 | -119.2703
3083 | [5 empty] | 47.7636 | 3258 | 54.25569 |  |  |  | 10.82295719654-42.990400677889i | 44.3318 | 0.021646 | -33.2923 | -99.5175
2691 | [5 empty] | 47.7782 | 3259 | 54.27235 |  |  |  | -14.5468343308636+20.4923109130301i | 25.1306 | 0.012271 | -38.2226 | -104.4478
2271 | [5 empty] | 47.7929 | 3260 | 54.28900 |  |  |  | 31.7063933567865-38.3746622701186i | 49.7786 | 0.024306 | -32.2857 | -98.511
1841 | [5 empty] | 47.8076 | 3261 | 54.30565 |  |  |  | 3.82745839725551+32.0252582914109i | 32.2532 | 0.015749 | -36.0552 | -102.2804
1422 | [5 empty] | 47.8222 | 3262 | 54.32230 |  |  |  | -21.7425957639003+156.240217501685i | 157.7458 | 0.077024 | -22.2674 | -88.4927
1038 | [5 empty] | 47.8369 | 3263 | 54.33896 |  |  |  | -38.6569929136984-8.14168319112061i | 39.5051 | 0.01929 | -34.2935 | -100.5188
703 | [5 empty] | 47.8515 | 3264 | 54.35561 |  |  |  | -51.2800726093795-58.9544369548923i | 78.1362 | 0.038152 | -28.3695 | -94.5948
438 | [5 empty] | 47.8662 | 3265 | 54.37226 |  |  |  | 11.8472068770536-27.1040124346474i | 29.5801 | 0.014443 | -36.8066 | -103.0318
255 | [5 empty] | 47.8809 | 3266 | 54.38892 |  |  |  | -55.389773033179-25.4393346420667i | 60.9523 | 0.029762 | -30.5268 | -96.752
159 | [5 empty] | 47.8955 | 3267 | 54.40557 |  |  |  | 2.76722934836844-31.7225815855092i | 31.843 | 0.015548 | -36.1663 | -102.3916
160 | [5 empty] | 47.9102 | 3268 | 54.42222 |  |  |  | -37.1687244155667+10.4904905707976i | 38.6208 | 0.018858 | -34.4902 | -100.7154
255 | [5 empty] | 47.9248 | 3269 | 54.43888 |  |  |  | -22.68295498384+2.34118768394208i | 22.8035 | 0.011135 | -39.0666 | -105.2918
441 | [5 empty] | 47.9395 | 3270 | 54.45553 |  |  |  | 32.0331296762376-20.9228761535324i | 38.2608 | 0.018682 | -34.5715 | -100.7968
708 | [5 empty] | 47.9542 | 3271 | 54.47218 |  |  |  | -3.49567773073589+1.76062967809566i | 3.914 | 0.0019111 | -54.3741 | -120.5994
1042 | [5 empty] | 47.9688 | 3272 | 54.48884 |  |  |  | 27.4954073986213-30.7648309507356i | 41.261 | 0.020147 | -33.9158 | -100.141
1427 | [5 empty] | 47.9835 | 3273 | 54.50549 |  |  |  | -8.27891492792435+14.9246124020915i | 17.0671 | 0.0083335 | -41.5834 | -107.8087
1846 | [5 empty] | 47.9981 | 3274 | 54.52214 |  |  |  | 40.9684763129384-21.6137770922169i | 46.3203 | 0.022617 | -32.9112 | -99.1364
2276 | [5 empty] | 48.0128 | 3275 | 54.53879 |  |  |  | 16.9445820061081+34.5920974557627i | 38.5192 | 0.018808 | -34.513 | -100.7383
2696 | [5 empty] | 48.0275 | 3276 | 54.55545 |  |  |  | 17.3426355914433-33.0149979633789i | 37.2929 | 0.018209 | -34.7941 | -101.0193
3088 | [5 empty] | 48.0421 | 3277 | 54.57210 |  |  |  | -30.7460407120934-13.8908722973029i | 33.7383 | 0.016474 | -35.6641 | -101.8894
3427 | [5 empty] | 48.0568 | 3278 | 54.58875 |  |  |  | 44.9534917556977+17.3755670218172i | 48.1947 | 0.023533 | -32.5666 | -98.7919
3701 | [5 empty] | 48.0715 | 3279 | 54.60541 |  |  |  | -35.7175360187495+0.318344419016153i | 35.719 | 0.017441 | -35.1686 | -101.3939
3896 | [5 empty] | 48.0861 | 3280 | 54.62206 |  |  |  | -50.2596977859681-33.0776290175592i | 60.1678 | 0.029379 | -30.6393 | -96.8646
4001 | [5 empty] | 48.1008 | 3281 | 54.63871 |  |  |  | -34.6048426431051+13.9014599843933i | 37.2927 | 0.018209 | -34.7941 | -101.0194
4013 | [5 empty] | 48.1154 | 3282 | 54.65537 |  |  |  | 14.2432969136555+45.2858990910428i | 47.473 | 0.02318 | -32.6977 | -98.9229
3930 | [5 empty] | 48.1301 | 3283 | 54.67202 |  |  |  | 31.3746111834808+0.312672739186016i | 31.3762 | 0.01532 | -36.2946 | -102.5199
3755 | [5 empty] | 48.1448 | 3284 | 54.68867 |  |  |  | 3.63371228562802-29.8594375801696i | 30.0797 | 0.014687 | -36.6611 | -102.8864
3498 | [5 empty] | 48.1594 | 3285 | 54.70533 |  |  |  | 9.67389485686991+4.75107396468409i | 10.7776 | 0.0052625 | -45.5761 | -111.8014
3172 | [5 empty] | 48.1741 | 3286 | 54.72198 |  |  |  | -19.4197336255993+35.0489057787944i | 40.0693 | 0.019565 | -34.1704 | -100.3956
2792 | [5 empty] | 48.1887 | 3287 | 54.73863 |  |  |  | 5.01529575123186+14.3510361401065i | 15.2022 | 0.0074229 | -42.5885 | -108.8137
2378 | [5 empty] | 48.2034 | 3288 | 54.75528 |  |  |  | 3.83998271338666-12.9804845220188i | 13.5366 | 0.0066096 | -43.5964 | -109.8217
1948 | [5 empty] | 48.2181 | 3289 | 54.77194 |  |  |  | 18.1356066829232+15.1677011898292i | 23.6423 | 0.011544 | -38.7528 | -104.978
1524 | [5 empty] | 48.2327 | 3290 | 54.78859 |  |  |  | 34.9395063161907+5.57402258996507i | 35.3813 | 0.017276 | -35.2511 | -101.4764
1128 | [5 empty] | 48.2474 | 3291 | 54.80524 |  |  |  | 16.0966260590087+42.1793573741093i | 45.1464 | 0.022044 | -33.1341 | -99.3594
781 | [5 empty] | 48.262 | 3292 | 54.82190 |  |  |  | 0.349704027732342+31.3737773552301i | 31.3757 | 0.01532 | -36.2947 | -102.52
497 | [5 empty] | 48.2767 | 3293 | 54.83855 |  |  |  | 11.8031773106285+73.5768410556548i | 74.5176 | 0.036386 | -28.7814 | -95.0067
291 | [5 empty] | 48.2914 | 3294 | 54.85520 |  |  |  | -7.6177925517898+44.3096095371415i | 44.9597 | 0.021953 | -33.1701 | -99.3954
174 | [5 empty] | 48.306 | 3295 | 54.87186 |  |  |  | -35.1143723980746+12.1388722443445i | 37.1533 | 0.018141 | -34.8266 | -101.0519
152 | [5 empty] | 48.3207 | 3296 | 54.88851 |  |  |  | -10.7245630978237+16.8978276847633i | 20.0138 | 0.0097724 | -40.2 | -106.4253
224 | [5 empty] | 48.3353 | 3297 | 54.90516 |  |  |  | -65.2661884592766+25.0343361944786i | 69.9027 | 0.034132 | -29.3367 | -95.562
386 | [5 empty] | 48.35 | 3298 | 54.92182 |  |  |  | -38.9538898171683+60.0189261587967i | 71.5519 | 0.034937 | -29.1342 | -95.3594
635 | [5 empty] | 48.3647 | 3299 | 54.93847 |  |  |  | -27.3145647279054+74.9117603498392i | 79.7362 | 0.038934 | -28.1935 | -94.4187
953 | [5 empty] | 48.3793 | 3300 | 54.95512 |  |  |  | 60.2137297064017-41.1395759572691i | 72.9257 | 0.035608 | -28.969 | -95.1942
1328 | [5 empty] | 48.394 | 3301 | 54.97177 |  |  |  | -21.8271950930242-20.8714533378416i | 30.2001 | 0.014746 | -36.6264 | -102.8517
1742 | [5 empty] | 48.4086 | 3302 | 54.98843 |  |  |  | 69.4624852239176+8.35322206045378i | 69.9629 | 0.034162 | -29.3292 | -95.5545
2169 | [5 empty] | 48.4233 | 3303 | 55.00508 |  |  |  | 40.7268547196688-10.7746427170071i | 42.128 | 0.02057 | -33.7352 | -99.9604
2595 | [5 empty] | 48.438 | 3304 | 55.02173 |  |  |  | -28.7763602082841-13.9345846221212i | 31.9727 | 0.015612 | -36.131 | -102.3563
2993 | [5 empty] | 48.4526 | 3305 | 55.03839 |  |  |  | 15.5222935433833-1.89020281685169i | 15.637 | 0.0076352 | -42.3436 | -108.5688
3349 | [5 empty] | 48.4673 | 3306 | 55.05504 |  |  |  | 21.4764096320954-1.83194206366357i | 21.5544 | 0.010525 | -39.5559 | -105.7811
3641 | [5 empty] | 48.4819 | 3307 | 55.07169 |  |  |  | 28.5313366728447-22.0039949338805i | 36.0307 | 0.017593 | -35.0931 | -101.3184
3857 | [5 empty] | 48.4966 | 3308 | 55.08835 |  |  |  | 3.12333361200924-26.9562079524486i | 27.1366 | 0.01325 | -37.5555 | -103.7808
3984 | [5 empty] | 48.5113 | 3309 | 55.10500 |  |  |  | -17.0917182799575+24.2718160043381i | 29.6858 | 0.014495 | -36.7756 | -103.0009
4018 | [5 empty] | 48.5259 | 3310 | 55.12165 |  |  |  | 17.8001136697865-20.6641655230922i | 27.2736 | 0.013317 | -37.5117 | -103.737
3959 | [5 empty] | 48.5406 | 3311 | 55.13831 |  |  |  | 3.98929645961374-24.1433714796844i | 24.4707 | 0.011949 | -38.4537 | -104.6789
3807 | [5 empty] | 48.5552 | 3312 | 55.15496 |  |  |  | 27.164729759367-14.3099340722961i | 30.7034 | 0.014992 | -36.4829 | -102.7081
3570 | [5 empty] | 48.5699 | 3313 | 55.17161 |  |  |  | -12.8525922886864+75.7766907250327i | 76.8589 | 0.037529 | -28.5127 | -94.738
3258 | [5 empty] | 48.5846 | 3314 | 55.18826 |  |  |  | 13.8235755278942-64.8208637887723i | 66.2785 | 0.032363 | -29.7991 | -96.0244
2891 | [5 empty] | 48.5992 | 3315 | 55.20492 |  |  |  | 25.9383985551952+20.9437647142004i | 33.3383 | 0.016278 | -35.7677 | -101.993
2482 | [5 empty] | 48.6139 | 3316 | 55.22157 |  |  |  | 36.9845461734017-11.5103906306166i | 38.7343 | 0.018913 | -34.4647 | -100.6899
2055 | [5 empty] | 48.6285 | 3317 | 55.23822 |  |  |  | -35.4042054132888-6.9153273030098i | 36.0733 | 0.017614 | -35.0829 | -101.3081
1627 | [5 empty] | 48.6432 | 3318 | 55.25488 |  |  |  | 16.8464705089875+23.3311895019541i | 28.7776 | 0.014052 | -37.0455 | -103.2708
1223 | [5 empty] | 48.6579 | 3319 | 55.27153 |  |  |  | 18.012513732696-38.6930907310666i | 42.6803 | 0.02084 | -33.6221 | -99.8473
862 | [5 empty] | 48.6725 | 3320 | 55.28818 |  |  |  | -19.9036166431269-6.26855080888134i | 20.8674 | 0.010189 | -39.8372 | -106.0625
561 | [5 empty] | 48.6872 | 3321 | 55.30484 |  |  |  | 29.4019100119121+23.4334545258075i | 37.5979 | 0.018358 | -34.7233 | -100.9486
334 | [5 empty] | 48.7018 | 3322 | 55.32149 |  |  |  | -11.977584788617+3.29786204837117i | 12.4233 | 0.0060661 | -44.3419 | -110.5671
196 | [5 empty] | 48.7165 | 3323 | 55.33814 |  |  |  | -56.4843829431846+37.232548994311i | 67.6517 | 0.033033 | -29.621 | -95.8463
149 | [5 empty] | 48.7312 | 3324 | 55.35480 |  |  |  | -46.8640092756759-31.6485899722075i | 56.5497 | 0.027612 | -31.178 | -97.4032
197 | [5 empty] | 48.7458 | 3325 | 55.37145 |  |  |  | -15.9867479308144+9.89047813683123i | 18.7989 | 0.0091791 | -40.744 | -106.9692
339 | [5 empty] | 48.7605 | 3326 | 55.38810 |  |  |  | -19.011462040479+23.2716143936186i | 30.05 | 0.014673 | -36.6697 | -102.895
568 | [5 empty] | 48.7752 | 3327 | 55.40475 |  |  |  | 1.6482708342701+2.77641563102573i | 3.2288 | 0.0015766 | -56.0457 | -122.271
868 | [5 empty] | 48.7898 | 3328 | 55.42141 |  |  |  | 9.32954035313005+8.63472221450416i | 12.7121 | 0.0062071 | -44.1422 | -110.3675
1231 | [5 empty] | 48.8045 | 3329 | 55.43806 |  |  |  | 5.95195918863243+22.8137312495137i | 23.5774 | 0.011512 | -38.7767 | -105.0019
1636 | [5 empty] | 48.8191 | 3330 | 55.45471 |  |  |  | 5.11222108334184+8.39906661300531i | 9.8326 | 0.0048011 | -46.3733 | -112.5985
2064 | [5 empty] | 48.8338 | 3331 | 55.47137 |  |  |  | 12.7782667266862+14.1910554419356i | 19.0963 | 0.0093244 | -40.6076 | -106.8328
2489 | [5 empty] | 48.8485 | 3332 | 55.48802 |  |  |  | 9.09936479228645+16.0460070533716i | 18.4465 | 0.0090071 | -40.9083 | -107.1336
2898 | [5 empty] | 48.8631 | 3333 | 55.50467 |  |  |  | -40.5429619499959+25.5128632613303i | 47.9024 | 0.02339 | -32.6195 | -98.8447
3264 | [5 empty] | 48.8778 | 3334 | 55.52133 |  |  |  | 56.4392390568977-9.30047037936634i | 57.2004 | 0.02793 | -31.0786 | -97.3039
3575 | [5 empty] | 48.8924 | 3335 | 55.53798 |  |  |  | -8.19913653408114-47.0949043022851i | 47.8033 | 0.023341 | -32.6374 | -98.8627
3810 | [5 empty] | 48.9071 | 3336 | 55.55463 |  |  |  | 12.1310147067038-69.1240683664957i | 70.1805 | 0.034268 | -29.3023 | -95.5275
3959 | [5 empty] | 48.9218 | 3337 | 55.57128 |  |  |  | 2.43489906077271+61.4604723258674i | 61.5087 | 0.030034 | -30.4479 | -96.6731
4018 | [5 empty] | 48.9364 | 3338 | 55.58794 |  |  |  | 21.3119911325699-19.0231711216242i | 28.5671 | 0.013949 | -37.1093 | -103.3345
3981 | [5 empty] | 48.9511 | 3339 | 55.60459 |  |  |  | 35.5921484334665-0.911473871259538i | 35.6038 | 0.017385 | -35.1967 | -101.4219
3852 | [5 empty] | 48.9657 | 3340 | 55.62124 |  |  |  | -16.4134644532469-4.46761955029799i | 17.0106 | 0.008306 | -41.6122 | -107.8374
3635 | [5 empty] | 48.9804 | 3341 | 55.63790 |  |  |  | 14.964739978347-1.08658785303323i | 15.0041 | 0.0073262 | -42.7024 | -108.9276
3342 | [5 empty] | 48.9951 | 3342 | 55.65455 |  |  |  | 24.3159012709946-2.87830469209232i | 24.4857 | 0.011956 | -38.4484 | -104.6736
2985 | [5 empty] | 49.0097 | 3343 | 55.67120 |  |  |  | 21.3286928297866+2.51925415381151i | 21.477 | 0.010487 | -39.5871 | -105.8124
2586 | [5 empty] | 49.0244 | 3344 | 55.68786 |  |  |  | 10.287887520914-8.12348486949718i | 13.1085 | 0.0064006 | -43.8756 | -110.1008
2161 | [5 empty] | 49.039 | 3345 | 55.70451 |  |  |  | 1.68566088149433-9.43100288552515i | 9.5805 | 0.004678 | -46.5989 | -112.8241
1733 | [5 empty] | 49.0537 | 3346 | 55.72116 |  |  |  | 3.10714208883728+27.1103271170096i | 27.2878 | 0.013324 | -37.5072 | -103.7325
1320 | [5 empty] | 49.0684 | 3347 | 55.73782 |  |  |  | -23.9495625435509+44.3877295791161i | 50.4366 | 0.024627 | -32.1717 | -98.3969
947 | [5 empty] | 49.083 | 3348 | 55.75447 |  |  |  | -12.1755442166956-6.34444358339558i | 13.7294 | 0.0067038 | -43.4736 | -109.6988
628 | [5 empty] | 49.0977 | 3349 | 55.77112 |  |  |  | 3.6164722688702+45.4259127462893i | 45.5696 | 0.022251 | -33.0531 | -99.2783
384 | [5 empty] | 49.1123 | 3350 | 55.78777 |  |  |  | -34.0071066619613-40.2929027426749i | 52.7257 | 0.025745 | -31.7861 | -98.0114
221 | [5 empty] | 49.127 | 3351 | 55.80443 |  |  |  | 22.0164971923783+17.4842858593155i | 28.1145 | 0.013728 | -37.248 | -103.4732
151 | [5 empty] | 49.1417 | 3352 | 55.82108 |  |  |  | 34.8277538708646+20.2181063991825i | 40.2709 | 0.019664 | -34.1268 | -100.352
176 | [5 empty] | 49.1563 | 3353 | 55.83773 |  |  |  | 38.5234820437967+2.63916960769048i | 38.6138 | 0.018854 | -34.4918 | -100.717
296 | [5 empty] | 49.171 | 3354 | 55.85439 |  |  |  | 41.9625395363577-5.24098088270769i | 42.2886 | 0.020649 | -33.7021 | -99.9274
503 | [5 empty] | 49.1856 | 3355 | 55.87104 |  |  |  | 13.2752285409135+36.095277771069i | 38.4591 | 0.018779 | -34.5266 | -100.7519
787 | [5 empty] | 49.2003 | 3356 | 55.88769 |  |  |  | -8.45217935874588+6.60621333415414i | 10.7276 | 0.0052381 | -45.6165 | -111.8418
1136 | [5 empty] | 49.215 | 3357 | 55.90435 |  |  |  | 3.7164563095474-11.5482840911251i | 12.1316 | 0.0059236 | -44.5483 | -110.7735
1533 | [5 empty] | 49.2296 | 3358 | 55.92100 |  |  |  | 9.55132061685107+18.8640892503938i | 21.1443 | 0.010324 | -39.7227 | -105.948
1956 | [5 empty] | 49.2443 | 3359 | 55.93765 |  |  |  | -39.1130419976417-2.52941082698143i | 39.1947 | 0.019138 | -34.362 | -100.5873
2386 | [5 empty] | 49.2589 | 3360 | 55.95431 |  |  |  | 36.5560576799255-6.59916981892193i | 37.1469 | 0.018138 | -34.8281 | -101.0534
2800 | [5 empty] | 49.2736 | 3361 | 55.97096 |  |  |  | -44.6741297171218-28.331038126817i | 52.9001 | 0.02583 | -31.7575 | -97.9827
3178 | [5 empty] | 49.2883 | 3362 | 55.98761 |  |  |  | -8.09479390652419+38.8072498781322i | 39.6425 | 0.019357 | -34.2634 | -100.4886
3505 | [5 empty] | 49.3029 | 3363 | 56.00426 |  |  |  | 11.6049069538221+31.8416945321594i | 33.8905 | 0.016548 | -35.625 | -101.8503
3758 | [5 empty] | 49.3176 | 3364 | 56.02092 |  |  |  | -30.6349960007717+13.049856826091i | 33.2987 | 0.016259 | -35.7781 | -102.0033
3930 | [5 empty] | 49.3322 | 3365 | 56.03757 |  |  |  | 36.4120215865212-22.2453451073528i | 42.6696 | 0.020835 | -33.6242 | -99.8495
4013 | [5 empty] | 49.3469 | 3366 | 56.05422 |  |  |  | -1.45027642565423+19.1871565190018i | 19.2419 | 0.0093955 | -40.5416 | -106.7669
4000 | [5 empty] | 49.3616 | 3367 | 56.07088 |  |  |  | 35.9071502273716+6.73297145971506i | 36.5329 | 0.017838 | -34.9729 | -101.1982
3893 | [5 empty] | 49.3762 | 3368 | 56.08753 |  |  |  | -30.1809263574593-35.7411258210806i | 46.7794 | 0.022842 | -32.8255 | -99.0507
3697 | [5 empty] | 49.3909 | 3369 | 56.10418 |  |  |  | 7.92115751021637+4.48447803915837E-002i | 7.9213 | 0.0038678 | -48.2507 | -114.4759
3421 | [5 empty] | 49.4055 | 3370 | 56.12084 |  |  |  | 11.7211854184152-16.6332731145681i | 20.3483 | 0.0099357 | -40.0561 | -106.2813
3079 | [5 empty] | 49.4202 | 3371 | 56.13749 |  |  |  | -165.188274412883+118.529604914111i | 203.3136 | 0.099274 | -20.0633 | -86.2885
2687 | [5 empty] | 49.4349 | 3372 | 56.15414 |  |  |  | 3.29920401023229+26.5044343739902i | 26.709 | 0.013041 | -37.6935 | -103.9187
2267 | [5 empty] | 49.4495 | 3373 | 56.17080 |  |  |  | -17.9257405484788+9.08057952844167i | 20.0945 | 0.0098118 | -40.1651 | -106.3903
1838 | [5 empty] | 49.4642 | 3374 | 56.18745 |  |  |  | 28.8227109935495+9.50026844155114i | 30.348 | 0.014818 | -36.584 | -102.8092
1420 | [5 empty] | 49.4789 | 3375 | 56.20410 |  |  |  | 28.7679288419715+31.5800102670027i | 42.7187 | 0.020859 | -33.6142 | -99.8395
1035 | [5 empty] | 49.4935 | 3376 | 56.22075 |  |  |  | 28.2436173019383+47.9422230646841i | 55.6431 | 0.02717 | -31.3184 | -97.5436
701 | [5 empty] | 49.5082 | 3377 | 56.23741 |  |  |  | -32.1176694271751-23.7958180681534i | 39.9723 | 0.019518 | -34.1914 | -100.4167
436 | [5 empty] | 49.5228 | 3378 | 56.25406 |  |  |  | -25.6984989626065+25.4055883176395i | 36.1366 | 0.017645 | -35.0676 | -101.2929
253 | [5 empty] | 49.5375 | 3379 | 56.27071 |  |  |  | 3.94190159209798-0.703014763712229i | 4.0041 | 0.0019551 | -54.1765 | -120.4018
159 | [5 empty] | 49.5522 | 3380 | 56.28737 |  |  |  | 3.75267336369253-39.6655716085325i | 39.8427 | 0.019454 | -34.2196 | -100.4449
161 | [5 empty] | 49.5668 | 3381 | 56.30402 |  |  |  | -10.5356543411103-22.8571162871976i | 25.1684 | 0.012289 | -38.2095 | -104.4347
256 | [5 empty] | 49.5815 | 3382 | 56.32067 |  |  |  | -14.7089952435192+34.7455774888588i | 37.7308 | 0.018423 | -34.6927 | -100.9179
443 | [5 empty] | 49.5961 | 3383 | 56.33733 |  |  |  | 35.0833885860044+4.35058907574532i | 35.3521 | 0.017262 | -35.2583 | -101.4835
710 | [5 empty] | 49.6108 | 3384 | 56.35398 |  |  |  | -4.98567430997744-46.6507471992531i | 46.9164 | 0.022908 | -32.8001 | -99.0254
1045 | [5 empty] | 49.6255 | 3385 | 56.37063 |  |  |  | 48.2516607054848-34.046255584656i | 59.054 | 0.028835 | -30.8016 | -97.0269
1429 | [5 empty] | 49.6401 | 3386 | 56.38729 |  |  |  | -52.9857256583761+3.89046410946978E-002i | 52.9857 | 0.025872 | -31.7434 | -97.9687
1850 | [5 empty] | 49.6548 | 3387 | 56.40394 |  |  |  | -20.8872925879294-21.3473771719446i | 29.8662 | 0.014583 | -36.723 | -102.9483
2279 | [5 empty] | 49.6694 | 3388 | 56.42059 |  |  |  | 13.7003453534735+4.00220872829459i | 14.273 | 0.0069692 | -43.1363 | -109.3616
2699 | [5 empty] | 49.6841 | 3389 | 56.43724 |  |  |  | 9.61890627674674+21.0553556219862i | 23.1485 | 0.011303 | -38.9362 | -105.1614
3090 | [5 empty] | 49.6988 | 3390 | 56.45390 |  |  |  | -9.42024985160147+19.5718513495176i | 21.7209 | 0.010606 | -39.489 | -105.7143
3429 | [5 empty] | 49.7134 | 3391 | 56.47055 |  |  |  | 10.2781866896224-1.12518622335082i | 10.3396 | 0.0050486 | -45.9365 | -112.1618
3703 | [5 empty] | 49.7281 | 3392 | 56.48720 |  |  |  | -8.74343812249512-9.06585405350875i | 12.5951 | 0.00615 | -44.2225 | -110.4478
3898 | [5 empty] | 49.7427 | 3393 | 56.50386 |  |  |  | 5.84539839963103+34.0404885587785i | 34.5387 | 0.016865 | -35.4605 | -101.6857
4002 | [5 empty] | 49.7574 | 3394 | 56.52051 |  |  |  | -27.6493842739245+41.4093764549301i | 49.7918 | 0.024312 | -32.2834 | -98.5087
4012 | [5 empty] | 49.7721 | 3395 | 56.53716 |  |  |  | 30.5420254478607-17.2566642143726i | 35.08 | 0.017129 | -35.3254 | -101.5507
3928 | [5 empty] | 49.7867 | 3396 | 56.55382 |  |  |  | -6.8159580617529-0.138038691704568i | 6.8174 | 0.0033288 | -49.5543 | -115.7795
3753 | [5 empty] | 49.8014 | 3397 | 56.57047 |  |  |  | -2.41723855482376+21.0467815028506i | 21.1851 | 0.010344 | -39.706 | -105.9312
3496 | [5 empty] | 49.816 | 3398 | 56.58712 |  |  |  | -62.6038406165207+60.2522496417951i | 86.8883 | 0.042426 | -27.4474 | -93.6726
3169 | [5 empty] | 49.8307 | 3399 | 56.60378 |  |  |  | -33.4381799523229-0.887429189172797i | 33.45 | 0.016333 | -35.7387 | -101.9639
2789 | [5 empty] | 49.8454 | 3400 | 56.62043 |  |  |  | 1.68264444760634-8.14226666914846i | 8.3143 | 0.0040597 | -47.8301 | -114.0553
2373 | [5 empty] | 49.86 | 3401 | 56.63708 |  |  |  | 20.2129793314738-38.1771898378651i | 43.1979 | 0.021093 | -33.5173 | -99.7426
1944 | [5 empty] | 49.8747 | 3402 | 56.65373 |  |  |  | -18.8957293015707+15.6341227239385i | 24.525 | 0.011975 | -38.4344 | -104.6597
1521 | [5 empty] | 49.8893 | 3403 | 56.67039 |  |  |  | -27.4684862091285+8.42611997226356i | 28.7318 | 0.014029 | -37.0593 | -103.2846
1127 | [5 empty] | 49.904 | 3404 | 56.68704 |  |  |  | -16.434493565056-45.965243504935i | 48.8149 | 0.023835 | -32.4555 | -98.6808
778 | [5 empty] | 49.9187 | 3405 | 56.70369 |  |  |  | -8.14676114070937+16.7254795993957i | 18.6041 | 0.009084 | -40.8344 | -107.0597
496 | [5 empty] | 49.9333 | 3406 | 56.72035 |  |  |  | 16.899522702918-10.3433603874942i | 19.8136 | 0.0096746 | -40.2873 | -106.5126
291 | [5 empty] | 49.948 | 3407 | 56.73700 |  |  |  | 38.078780013321+50.5674620202041i | 63.3014 | 0.030909 | -30.1983 | -96.4236
173 | [5 empty] | 49.9626 | 3408 | 56.75365 |  |  |  | -30.3095879761038-43.3393286444356i | 52.8864 | 0.025823 | -31.7597 | -97.985
151 | [5 empty] | 49.9773 | 3409 | 56.77031 |  |  |  | -2.43677731701895-5.65241997887065i | 6.1553 | 0.0030055 | -50.4416 | -116.6669
223 | [5 empty] | 49.992 | 3410 | 56.78696 |  |  |  | -26.5443892423101+40.849121682068i | 48.7161 | 0.023787 | -32.4732 | -98.6984
389 | [5 empty] | 50.0066 | 3411 | 56.80361 |  |  |  | 22.9599355595409+37.3838549499674i | 43.8715 | 0.021422 | -33.3829 | -99.6082
636 | [5 empty] | 50.0213 | 3412 | 56.82026 |  |  |  | -15.226855603047-5.27817697250669i | 16.1157 | 0.007869 | -42.0816 | -108.3069
955 | [5 empty] | 50.0359 | 3413 | 56.83692 |  |  |  | 12.5445372696027+22.5624430838819i | 25.8153 | 0.012605 | -37.9891 | -104.2143
1330 | [5 empty] | 50.0506 | 3414 | 56.85357 |  |  |  | -55.298265560966-29.4727545227723i | 62.6621 | 0.030597 | -30.2865 | -96.5117
1744 | [5 empty] | 50.0653 | 3415 | 56.87022 |  |  |  | -12.4573051353957-26.0012090402259i | 28.8314 | 0.014078 | -37.0293 | -103.2545
2172 | [5 empty] | 50.0799 | 3416 | 56.88688 |  |  |  | -3.80088893686914-8.25386184277617i | 9.087 | 0.004437 | -47.0582 | -113.2835
2597 | [5 empty] | 50.0946 | 3417 | 56.90353 |  |  |  | -17.4679479226508+3.6080891075263i | 17.8367 | 0.0087093 | -41.2003 | -107.4256
2997 | [5 empty] | 50.1092 | 3418 | 56.92018 |  |  |  | 28.8378307277069-15.8904093513404i | 32.9261 | 0.016077 | -35.8758 | -102.1011
3351 | [5 empty] | 50.1239 | 3419 | 56.93684 |  |  |  | -35.5942987294159-17.0681664569849i | 39.475 | 0.019275 | -34.3002 | -100.5254
3643 | [5 empty] | 50.1386 | 3420 | 56.95349 |  |  |  | 38.461984987509+35.5485243330262i | 52.3739 | 0.025573 | -31.8443 | -98.0696
3858 | [5 empty] | 50.1532 | 3421 | 56.97014 |  |  |  | 34.9972646509363+23.9375330443701i | 42.4006 | 0.020703 | -33.6792 | -99.9044
3984 | [5 empty] | 50.1679 | 3422 | 56.98680 |  |  |  | 31.6261071870633+10.6544842743393i | 33.3726 | 0.016295 | -35.7588 | -101.9841
4018 | [5 empty] | 50.1825 | 3423 | 57.00345 |  |  |  | 19.0235262359615-15.7098153635365i | 24.6717 | 0.012047 | -38.3826 | -104.6079
3957 | [5 empty] | 50.1972 | 3424 | 57.02010 |  |  |  | 14.4548361038606-27.8667934204054i | 31.3927 | 0.015328 | -36.29 | -102.5153
3806 | [5 empty] | 50.2119 | 3425 | 57.03675 |  |  |  | -4.86113636002535-35.0426411317515i | 35.3782 | 0.017275 | -35.2519 | -101.4771
3569 | [5 empty] | 50.2265 | 3426 | 57.05341 |  |  |  | 13.0117192952514-12.242971856951i | 17.866 | 0.0087236 | -41.186 | -107.4113
3255 | [5 empty] | 50.2412 | 3427 | 57.07006 |  |  |  | 11.1081307253603-13.0667436964048i | 17.1502 | 0.0083741 | -41.5412 | -107.7665
2887 | [5 empty] | 50.2559 | 3428 | 57.08671 |  |  |  | -1.90502784844027+2.35004826426168i | 3.0252 | 0.0014772 | -56.6115 | -122.8368
2479 | [5 empty] | 50.2705 | 3429 | 57.10337 |  |  |  | -1.88265176491829-14.5549149522664i | 14.6762 | 0.0071661 | -42.8943 | -109.1196
2051 | [5 empty] | 50.2852 | 3430 | 57.12002 |  |  |  | -18.3616412809205-6.74444464869599i | 19.5611 | 0.0095513 | -40.3987 | -106.624
1625 | [5 empty] | 50.2998 | 3431 | 57.13667 |  |  |  | 31.7616507055176+70.0715680673547i | 76.9339 | 0.037565 | -28.5042 | -94.7295
1220 | [5 empty] | 50.3145 | 3432 | 57.15333 |  |  |  | 21.3481856664394-1.49762303612716i | 21.4007 | 0.01045 | -39.6181 | -105.8433
858 | [5 empty] | 50.3292 | 3433 | 57.16998 |  |  |  | 10.2623794740813-20.137884981893i | 22.602 | 0.011036 | -39.1437 | -105.3689
560 | [5 empty] | 50.3438 | 3434 | 57.18663 |  |  |  | -50.0233095683019+17.4376039621028i | 52.9755 | 0.025867 | -31.7451 | -97.9704
333 | [5 empty] | 50.3585 | 3435 | 57.20329 |  |  |  | 40.5755566276731-33.315520151257i | 52.5005 | 0.025635 | -31.8233 | -98.0486
193 | [5 empty] | 50.3731 | 3436 | 57.21994 |  |  |  | 31.457167020803-11.349201501732i | 33.4419 | 0.016329 | -35.7408 | -101.966
147 | [5 empty] | 50.3878 | 3437 | 57.23659 |  |  |  | -11.9486489787064-27.9892066415847i | 30.433 | 0.01486 | -36.5597 | -102.785
196 | [5 empty] | 50.4025 | 3438 | 57.25324 |  |  |  | 13.5146931460427+50.2736962776497i | 52.0585 | 0.025419 | -31.8968 | -98.122
340 | [5 empty] | 50.4171 | 3439 | 57.26990 |  |  |  | -13.6109406985156-6.69729975147463i | 15.1694 | 0.0074069 | -42.6072 | -108.8325
568 | [5 empty] | 50.4318 | 3440 | 57.28655 |  |  |  | -39.5556312489652-1.8918312230156i | 39.6008 | 0.019336 | -34.2725 | -100.4978
870 | [5 empty] | 50.4464 | 3441 | 57.30320 |  |  |  | -8.0035005490558+10.6881253319687i | 13.3526 | 0.0065198 | -43.7153 | -109.9405
1234 | [5 empty] | 50.4611 | 3442 | 57.31986 |  |  |  | 17.2163677478284+65.1353354355203i | 67.3722 | 0.032897 | -29.657 | -95.8822
1639 | [5 empty] | 50.4758 | 3443 | 57.33651 |  |  |  | -19.6808727129879-56.1055241627981i | 59.4573 | 0.029032 | -30.7425 | -96.9677
2066 | [5 empty] | 50.4904 | 3444 | 57.35316 |  |  |  | 20.5381170981644+31.3460213782483i | 37.4752 | 0.018298 | -34.7517 | -100.977
2492 | [5 empty] | 50.5051 | 3445 | 57.36982 |  |  |  | -35.0160115790829+17.267096446874i | 39.0419 | 0.019063 | -34.396 | -100.6212
2901 | [5 empty] | 50.5197 | 3446 | 57.38647 |  |  |  | 4.89661877067624+22.0764906178731i | 22.613 | 0.011042 | -39.1394 | -105.3647
3267 | [5 empty] | 50.5344 | 3447 | 57.40312 |  |  |  | 37.4597576096277+19.2626164388109i | 42.1222 | 0.020567 | -33.7364 | -99.9616
3576 | [5 empty] | 50.5491 | 3448 | 57.41978 |  |  |  | 18.3096411372886+13.6335582834845i | 22.828 | 0.011146 | -39.0572 | -105.2825
3812 | [5 empty] | 50.5637 | 3449 | 57.43643 |  |  |  | 54.4241272815012-3.88786453102616i | 54.5628 | 0.026642 | -31.4887 | -97.7139
3961 | [5 empty] | 50.5784 | 3450 | 57.45308 |  |  |  | 28.4318218403316+17.9162575702752i | 33.606 | 0.016409 | -35.6983 | -101.9235
4019 | [5 empty] | 50.593 | 3451 | 57.46973 |  |  |  | 0.971404341127977-1.42285214535537i | 1.7228 | 0.00084122 | -61.5018 | -127.727
3981 | [5 empty] | 50.6077 | 3452 | 57.48639 |  |  |  | -0.566226113400333-26.1560007580587i | 26.1621 | 0.012774 | -37.8731 | -104.0984
3852 | [5 empty] | 50.6224 | 3453 | 57.50304 |  |  |  | -16.7057951108352-0.974741666493106i | 16.7342 | 0.008171 | -41.7545 | -107.9797
3634 | [5 empty] | 50.637 | 3454 | 57.51969 |  |  |  | -44.6202216075352+18.2823534516238i | 48.2204 | 0.023545 | -32.562 | -98.7872
3340 | [5 empty] | 50.6517 | 3455 | 57.53635 |  |  |  | 53.6838168957657-62.2069127965482i | 82.1684 | 0.040121 | -27.9325 | -94.1577
2983 | [5 empty] | 50.6663 | 3456 | 57.55300 |  |  |  | 11.0661237259993-19.5194904258401i | 22.4381 | 0.010956 | -39.2069 | -105.4321
2583 | [5 empty] | 50.681 | 3457 | 57.56965 |  |  |  | 34.2569858134642+28.9399790701664i | 44.8449 | 0.021897 | -33.1923 | -99.4176
2158 | [5 empty] | 50.6957 | 3458 | 57.58631 |  |  |  | -34.6992948745676-11.3040098390148i | 36.4941 | 0.017819 | -34.9821 | -101.2074
1728 | [5 empty] | 50.7103 | 3459 | 57.60296 |  |  |  | -18.9951564148307-21.0529781674282i | 28.3557 | 0.013846 | -37.1738 | -103.3991
1317 | [5 empty] | 50.725 | 3460 | 57.61961 |  |  |  | 28.2044152756125+26.6929239517213i | 38.833 | 0.018961 | -34.4426 | -100.6678
945 | [5 empty] | 50.7396 | 3461 | 57.63627 |  |  |  | 6.36697853760829-2.84407375525604i | 6.9733 | 0.0034049 | -49.3578 | -115.5831
626 | [5 empty] | 50.7543 | 3462 | 57.65292 |  |  |  | 63.6373358825398-4.77749520508238i | 63.8164 | 0.03116 | -30.128 | -96.3532
381 | [5 empty] | 50.769 | 3463 | 57.66957 |  |  |  | -11.6832655991752-32.6677287781921i | 34.6941 | 0.01694 | -35.4215 | -101.6467
221 | [5 empty] | 50.7836 | 3464 | 57.68622 |  |  |  | 28.2856754592901-49.1275569050537i | 56.6886 | 0.02768 | -31.1567 | -97.3819
151 | [5 empty] | 50.7983 | 3465 | 57.70288 |  |  |  | -11.740174119049+0.973075424822926i | 11.7804 | 0.0057522 | -44.8034 | -111.0286
176 | [5 empty] | 50.8129 | 3466 | 57.71953 |  |  |  | 25.351946237108+21.397110123757i | 33.1747 | 0.016199 | -35.8105 | -102.0357
296 | [5 empty] | 50.8276 | 3467 | 57.73618 |  |  |  | 22.1201606321391-11.1911580146801i | 24.79 | 0.012104 | -38.3411 | -104.5663
505 | [5 empty] | 50.8423 | 3468 | 57.75284 |  |  |  | -18.8914318032458+11.3888356106141i | 22.0588 | 0.010771 | -39.355 | -105.5802
789 | [5 empty] | 50.8569 | 3469 | 57.76949 |  |  |  | 23.6917546977154+7.76428305993453i | 24.9316 | 0.012174 | -38.2916 | -104.5169
1138 | [5 empty] | 50.8716 | 3470 | 57.78614 |  |  |  | 6.76248218379526-27.299614851795i | 28.1247 | 0.013733 | -37.2448 | -103.4701
1535 | [5 empty] | 50.8862 | 3471 | 57.80280 |  |  |  | 16.9727722009625+3.81673964615506i | 17.3966 | 0.0084944 | -41.4173 | -107.6425
1959 | [5 empty] | 50.9009 | 3472 | 57.81945 |  |  |  | -13.7521329972196-14.1311276136107i | 19.7183 | 0.0096281 | -40.3292 | -106.5545
2387 | [5 empty] | 50.9156 | 3473 | 57.83610 |  |  |  | -23.7686377076282+42.652134304624i | 48.8278 | 0.023842 | -32.4533 | -98.6785
2803 | [5 empty] | 50.9302 | 3474 | 57.85276 |  |  |  | -2.75388392544794+19.3350736123717i | 19.5302 | 0.0095362 | -40.4125 | -106.6377
3181 | [5 empty] | 50.9449 | 3475 | 57.86941 |  |  |  | -23.725590054535+18.6160906173148i | 30.1573 | 0.014725 | -36.6388 | -102.864
3506 | [5 empty] | 50.9596 | 3476 | 57.88606 |  |  |  | -29.8525411617664+4.13171230483364i | 30.1371 | 0.014715 | -36.6446 | -102.8698
3761 | [5 empty] | 50.9742 | 3477 | 57.90271 |  |  |  | -6.77986141168375+20.3286382863978i | 21.4294 | 0.010464 | -39.6064 | -105.8316
3932 | [5 empty] | 50.9889 | 3478 | 57.91937 |  |  |  | -8.70780491973965+61.6395894361405i | 62.2516 | 0.030396 | -30.3436 | -96.5688
4014 | [5 empty] | 51.0035 | 3479 | 57.93602 |  |  |  | -11.5669690284763+60.1689485127441i | 61.2707 | 0.029917 | -30.4815 | -96.7068
4000 | [5 empty] | 51.0182 | 3480 | 57.95267 |  |  |  | -46.8288791483317+44.8857713145821i | 64.8666 | 0.031673 | -29.9862 | -96.2114
3892 | [5 empty] | 51.0329 | 3481 | 57.96933 |  |  |  | -46.9854733032975-31.892278552021i | 56.7869 | 0.027728 | -31.1416 | -97.3669
3696 | [5 empty] | 51.0475 | 3482 | 57.98598 |  |  |  | -23.1473165828185+37.2411854897518i | 43.8487 | 0.02141 | -33.3875 | -99.6127
3419 | [5 empty] | 51.0622 | 3483 | 58.00263 |  |  |  | 28.3023907264753-5.95812913859419i | 28.9227 | 0.014122 | -37.0018 | -103.2271
3077 | [5 empty] | 51.0768 | 3484 | 58.01929 |  |  |  | 26.1015298064263+40.4388474915534i | 48.131 | 0.023501 | -32.5781 | -98.8034
2685 | [5 empty] | 51.0915 | 3485 | 58.03594 |  |  |  | -47.8960053509173+2.30665156843719i | 47.9515 | 0.023414 | -32.6106 | -98.8358
2265 | [5 empty] | 51.1062 | 3486 | 58.05259 |  |  |  | 72.3362871013023-31.2083630102617i | 78.7813 | 0.038467 | -28.2981 | -94.5234
1836 | [5 empty] | 51.1208 | 3487 | 58.06924 |  |  |  | -1.74006543756192+32.7960452564869i | 32.8422 | 0.016036 | -35.898 | -102.1232
1417 | [5 empty] | 51.1355 | 3488 | 58.08590 |  |  |  | 7.91730746008848-19.5296347282973i | 21.0735 | 0.01029 | -39.7519 | -105.9771
1034 | [5 empty] | 51.1501 | 3489 | 58.10255 |  |  |  | 11.4525884504818-34.2444090326802i | 36.1087 | 0.017631 | -35.0744 | -101.2996
699 | [5 empty] | 51.1648 | 3490 | 58.11920 |  |  |  | -44.6278543848761+33.1346320812453i | 55.5837 | 0.02714 | -31.3276 | -97.5529
435 | [5 empty] | 51.1795 | 3491 | 58.13586 |  |  |  | 6.19381348084104-3.38215680791588i | 7.0571 | 0.0034458 | -49.2541 | -115.4794
252 | [5 empty] | 51.1941 | 3492 | 58.15251 |  |  |  | -2.11409463121697+36.3647977036656i | 36.4262 | 0.017786 | -34.9983 | -101.2236
160 | [5 empty] | 51.2088 | 3493 | 58.16916 |  |  |  | -6.90447408256802+31.882773285873i | 32.6218 | 0.015929 | -35.9564 | -102.1817
161 | [5 empty] | 51.2234 | 3494 | 58.18582 |  |  |  | -11.6202599291391+2.50037281849598i | 11.8862 | 0.0058038 | -44.7257 | -110.951
258 | [5 empty] | 51.2381 | 3495 | 58.20247 |  |  |  | -3.54155892217899-32.6903759298306i | 32.8817 | 0.016055 | -35.8875 | -102.1128
444 | [5 empty] | 51.2528 | 3496 | 58.21912 |  |  |  | -5.05227127576601+16.1792772388205i | 16.9498 | 0.0082763 | -41.6433 | -107.8686
711 | [5 empty] | 51.2674 | 3497 | 58.23578 |  |  |  | 28.6671999860257+21.8261518526705i | 36.0304 | 0.017593 | -35.0932 | -101.3185
1047 | [5 empty] | 51.2821 | 3498 | 58.25243 |  |  |  | -21.6558480776763+19.0769751456084i | 28.8601 | 0.014092 | -37.0206 | -103.2459
1432 | [5 empty] | 51.2967 | 3499 | 58.26908 |  |  |  | -4.42592740175647-21.006642850409i | 21.4678 | 0.010482 | -39.5908 | -105.8161
1852 | [5 empty] | 51.3114 | 3500 | 58.28573 |  |  |  | 25.8728710755844+1.56214378866585i | 25.92 | 0.012656 | -37.9539 | -104.1792
2281 | [5 empty] | 51.3261 | 3501 | 58.30239 |  |  |  | -11.6858639925945+7.59958145406438i | 13.9396 | 0.0068065 | -43.3416 | -109.5668
2702 | [5 empty] | 51.3407 | 3502 | 58.31904 |  |  |  | 7.37962059262894-32.2643277674866i | 33.0975 | 0.016161 | -35.8307 | -102.0559
3091 | [5 empty] | 51.3554 | 3503 | 58.33569 |  |  |  | -10.9375272933171-8.68756453566551i | 13.9679 | 0.0068203 | -43.324 | -109.5492
3430 | [5 empty] | 51.37 | 3504 | 58.35235 |  |  |  | 28.290234051259+9.53632756851782i | 29.8543 | 0.014577 | -36.7265 | -102.9517
3705 | [5 empty] | 51.3847 | 3505 | 58.36900 |  |  |  | -0.655583729800795-15.2438819708391i | 15.258 | 0.0074502 | -42.5567 | -108.7819
3899 | [5 empty] | 51.3994 | 3506 | 58.38565 |  |  |  | -10.6734971304639+29.9710957836429i | 31.8149 | 0.015535 | -36.174 | -102.3992
4002 | [5 empty] | 51.414 | 3507 | 58.40231 |  |  |  | 12.9648797290898-9.94024604164878i | 16.337 | 0.007977 | -41.9632 | -108.1884
4012 | [5 empty] | 51.4287 | 3508 | 58.41896 |  |  |  | -26.3174337242836+8.89707670444755i | 27.7807 | 0.013565 | -37.3517 | -103.577
3927 | [5 empty] | 51.4433 | 3509 | 58.43561 |  |  |  | 38.95391649234+11.2049813066498i | 40.5334 | 0.019792 | -34.0703 | -100.2956
3751 | [5 empty] | 51.458 | 3510 | 58.45227 |  |  |  | 42.0882942953541-18.0280917671041i | 45.7869 | 0.022357 | -33.0118 | -99.237
3494 | [5 empty] | 51.4727 | 3511 | 58.46892 |  |  |  | 5.26510670511879-30.2680101528306i | 30.7225 | 0.015001 | -36.4775 | -102.7027
3167 | [5 empty] | 51.4873 | 3512 | 58.48557 |  |  |  | -23.6686292379556+34.409762443622i | 41.764 | 0.020393 | -33.8105 | -100.0358
2786 | [5 empty] | 51.502 | 3513 | 58.50222 |  |  |  | 59.0076096645244-15.489241325099i | 61.0067 | 0.029788 | -30.5191 | -96.7443
2370 | [5 empty] | 51.5166 | 3514 | 58.51888 |  |  |  | 32.7981506625553-54.7534195917973i | 63.8252 | 0.031165 | -30.1268 | -96.352
1942 | [5 empty] | 51.5313 | 3515 | 58.53553 |  |  |  | -48.2511137131636-30.9865462481646i | 57.344 | 0.028 | -31.0568 | -97.2821
1519 | [5 empty] | 51.546 | 3516 | 58.55218 |  |  |  | 85.9582805530163+154.972686138393i | 177.2156 | 0.086531 | -21.2566 | -87.4818
1123 | [5 empty] | 51.5606 | 3517 | 58.56884 |  |  |  | 47.6960636179934-27.1556374086538i | 54.8848 | 0.026799 | -31.4376 | -97.6628
776 | [5 empty] | 51.5753 | 3518 | 58.58549 |  |  |  | 20.7768311063907+26.3361609990605i | 33.545 | 0.016379 | -35.714 | -101.9393
495 | [5 empty] | 51.5899 | 3519 | 58.60214 |  |  |  | 13.5702951707126-18.2990405170284i | 22.7817 | 0.011124 | -39.0749 | -105.3001
289 | [5 empty] | 51.6046 | 3520 | 58.61880 |  |  |  | -31.1752471222289-17.3349904191481i | 35.6707 | 0.017417 | -35.1804 | -101.4056
174 | [5 empty] | 51.6193 | 3521 | 58.63545 |  |  |  | -10.2407608627297-5.26921407054255i | 11.5168 | 0.0056235 | -44.9999 | -111.2252
152 | [5 empty] | 51.6339 | 3522 | 58.65210 |  |  |  | 34.9187524583964+5.5214847759346i | 35.3526 | 0.017262 | -35.2582 | -101.4834
226 | [5 empty] | 51.6486 | 3523 | 58.66876 |  |  |  | 8.15842201142127+37.7184271019799i | 38.5907 | 0.018843 | -34.497 | -100.7222
391 | [5 empty] | 51.6632 | 3524 | 58.68541 |  |  |  | 10.8896495867547+13.510363755527i | 17.3526 | 0.008473 | -41.4393 | -107.6645
638 | [5 empty] | 51.6779 | 3525 | 58.70206 |  |  |  | -22.6095474047809-21.5842226762115i | 31.2581 | 0.015263 | -36.3273 | -102.5526
958 | [5 empty] | 51.6926 | 3526 | 58.71871 |  |  |  | 25.7913275674165-1.60020910546224i | 25.8409 | 0.012618 | -37.9804 | -104.2057
1333 | [5 empty] | 51.7072 | 3527 | 58.73537 |  |  |  | -33.4457769802041+46.484939272128i | 57.2667 | 0.027962 | -31.0686 | -97.2938
1747 | [5 empty] | 51.7219 | 3528 | 58.75202 |  |  |  | 40.8904125873291-7.23486951259506i | 41.5255 | 0.020276 | -33.8603 | -100.0855
2175 | [5 empty] | 51.7366 | 3529 | 58.76867 |  |  |  | 9.54185863896059-13.5870747026054i | 16.6029 | 0.0081069 | -41.8229 | -108.0482
2601 | [5 empty] | 51.7512 | 3530 | 58.78533 |  |  |  | -3.82662674627834+32.8397732774499i | 33.062 | 0.016144 | -35.84 | -102.0653
2999 | [5 empty] | 51.7659 | 3531 | 58.80198 |  |  |  | -24.9155304067126+17.5342141395176i | 30.4669 | 0.014876 | -36.55 | -102.7753
3353 | [5 empty] | 51.7805 | 3532 | 58.81863 |  |  |  | 13.4881098995594+1.93778755678024i | 13.6266 | 0.0066536 | -43.5389 | -109.7641
3645 | [5 empty] | 51.7952 | 3533 | 58.83529 |  |  |  | 56.8103100414809+14.3628283867477i | 58.5978 | 0.028612 | -30.869 | -97.0942
3859 | [5 empty] | 51.8099 | 3534 | 58.85194 |  |  |  | 9.24516976409151+0.745961104391426i | 9.2752 | 0.0045289 | -46.8801 | -113.1054
3985 | [5 empty] | 51.8245 | 3535 | 58.86859 |  |  |  | -25.1827628097509+35.7110448599911i | 43.6973 | 0.021337 | -33.4175 | -99.6428
4018 | [5 empty] | 51.8392 | 3536 | 58.88525 |  |  |  | 25.8605492506385+3.67085812856926i | 26.1198 | 0.012754 | -37.8872 | -104.1125
3959 | [5 empty] | 51.8538 | 3537 | 58.90190 |  |  |  | -19.2988418983291+22.5603211250269i | 29.6886 | 0.014496 | -36.7748 | -103.0001
3804 | [5 empty] | 51.8685 | 3538 | 58.91855 |  |  |  | 21.4818630498924+13.9849582867896i | 25.633 | 0.012516 | -38.0506 | -104.2759
3567 | [5 empty] | 51.8832 | 3539 | 58.93520 |  |  |  | 31.3263638427045+24.4699975887294i | 39.7507 | 0.01941 | -34.2397 | -100.4649
3254 | [5 empty] | 51.8978 | 3540 | 58.95186 |  |  |  | 11.6902228263639+20.0772845236755i | 23.2327 | 0.011344 | -38.9046 | -105.1299
2886 | [5 empty] | 51.9125 | 3541 | 58.96851 |  |  |  | -68.0247860830717+32.9483571675483i | 75.5842 | 0.036906 | -28.658 | -94.8832
2475 | [5 empty] | 51.9271 | 3542 | 58.98516 |  |  |  | -52.2899754963152-11.6295764512824i | 53.5676 | 0.026156 | -31.6486 | -97.8738
2048 | [5 empty] | 51.9418 | 3543 | 59.00182 |  |  |  | -5.98592704316544+12.2404014596318i | 13.6257 | 0.0066532 | -43.5394 | -109.7647
1622 | [5 empty] | 51.9565 | 3544 | 59.01847 |  |  |  | 37.8087683386163+12.191942477794i | 39.7259 | 0.019397 | -34.2451 | -100.4704
1217 | [5 empty] | 51.9711 | 3545 | 59.03512 |  |  |  | 36.379458743568+11.461533684466i | 38.1423 | 0.018624 | -34.5985 | -100.8237
857 | [5 empty] | 51.9858 | 3546 | 59.05178 |  |  |  | 54.4021255092885-21.922258571313i | 58.653 | 0.028639 | -30.8608 | -97.086
559 | [5 empty] | 52.0004 | 3547 | 59.06843 |  |  |  | -20.1664305161516-1.87906336433374i | 20.2538 | 0.0098895 | -40.0965 | -106.3217
331 | [5 empty] | 52.0151 | 3548 | 59.08508 |  |  |  | -38.7673156648712+20.2590865480917i | 43.7417 | 0.021358 | -33.4087 | -99.6339
193 | [5 empty] | 52.0298 | 3549 | 59.10174 |  |  |  | 36.2190263186361-36.542168515731i | 51.4504 | 0.025122 | -31.9988 | -98.2241
148 | [5 empty] | 52.0444 | 3550 | 59.11839 |  |  |  | -13.4213133537819+21.9531256592944i | 25.7307 | 0.012564 | -38.0176 | -104.2428
199 | [5 empty] | 52.0591 | 3551 | 59.13504 |  |  |  | -1.1681389842222-3.42862926279692i | 3.6222 | 0.0017686 | -55.0472 | -121.2725
341 | [5 empty] | 52.0737 | 3552 | 59.15169 |  |  |  | 33.7247342326644-6.24047196825798i | 34.2972 | 0.016747 | -35.5214 | -101.7467
570 | [5 empty] | 52.0884 | 3553 | 59.16835 |  |  |  | 16.8133305174287+22.1820900762216i | 27.834 | 0.013591 | -37.3351 | -103.5603
873 | [5 empty] | 52.1031 | 3554 | 59.18500 |  |  |  | -0.699305633570035-10.9026957873889i | 10.9251 | 0.0053345 | -45.4581 | -111.6833
1236 | [5 empty] | 52.1177 | 3555 | 59.20165 |  |  |  | -33.1950199191498+38.9391260058369i | 51.168 | 0.024984 | -32.0466 | -98.2719
1642 | [5 empty] | 52.1324 | 3556 | 59.21831 |  |  |  | 49.7887019362726+48.2794337007408i | 69.3529 | 0.033864 | -29.4053 | -95.6306
2069 | [5 empty] | 52.147 | 3557 | 59.23496 |  |  |  | 12.341302615655+3.76096012152398i | 12.9016 | 0.0062996 | -44.0137 | -110.2389
2496 | [5 empty] | 52.1617 | 3558 | 59.25161 |  |  |  | 45.0122321755326-7.78004484616848i | 45.6796 | 0.022305 | -33.0321 | -99.2574
2904 | [5 empty] | 52.1764 | 3559 | 59.26827 |  |  |  | 12.691189151893-33.7281698910002i | 36.0369 | 0.017596 | -35.0917 | -101.3169
3269 | [5 empty] | 52.191 | 3560 | 59.28492 |  |  |  | 8.56474157138382+38.2642132686285i | 39.211 | 0.019146 | -34.3584 | -100.5837
3579 | [5 empty] | 52.2057 | 3561 | 59.30157 |  |  |  | 36.4368417672857-15.8105756735509i | 39.7192 | 0.019394 | -34.2466 | -100.4718
3813 | [5 empty] | 52.2203 | 3562 | 59.31823 |  |  |  | 2.14000598299293-17.7709742181615i | 17.8994 | 0.0087399 | -41.1698 | -107.3951
3963 | [5 empty] | 52.235 | 3563 | 59.33488 |  |  |  | -2.06854884337307+21.5130469481748i | 21.6123 | 0.010553 | -39.5326 | -105.7578
4018 | [5 empty] | 52.2497 | 3564 | 59.35153 |  |  |  | -3.57376808844034+48.0798933481382i | 48.2125 | 0.023541 | -32.5634 | -98.7887
3981 | [5 empty] | 52.2643 | 3565 | 59.36818 |  |  |  | 23.2921578923281-8.04119713060116i | 24.6411 | 0.012032 | -38.3934 | -104.6186
3851 | [5 empty] | 52.279 | 3566 | 59.38484 |  |  |  | -1.80781994341057+19.0461225534453i | 19.1317 | 0.0093417 | -40.5915 | -106.8168
3633 | [5 empty] | 52.2936 | 3567 | 59.40149 |  |  |  | 32.6561148408977+4.09923853352549i | 32.9124 | 0.016071 | -35.8794 | -102.1047
3338 | [5 empty] | 52.3083 | 3568 | 59.41814 |  |  |  | 15.1767880056686+9.51003318239952i | 17.9102 | 0.0087452 | -41.1646 | -107.3898
2981 | [5 empty] | 52.323 | 3569 | 59.43480 |  |  |  | 3.31688867298128+14.217663484349i | 14.5994 | 0.0071286 | -42.9399 | -109.1651
2580 | [5 empty] | 52.3376 | 3570 | 59.45145 |  |  |  | -28.5412807652046+11.9374372954044i | 30.9371 | 0.015106 | -36.417 | -102.6422
2155 | [5 empty] | 52.3523 | 3571 | 59.46810 |  |  |  | 13.4139561777634-7.42274960693518i | 15.3307 | 0.0074857 | -42.5153 | -108.7406
1726 | [5 empty] | 52.3669 | 3572 | 59.48476 |  |  |  | -34.3147837705177-12.8957252778967i | 36.6579 | 0.017899 | -34.9432 | -101.1685
1314 | [5 empty] | 52.3816 | 3573 | 59.50141 |  |  |  | -16.3007676515248-26.9193690516922i | 31.4701 | 0.015366 | -36.2686 | -102.4939
941 | [5 empty] | 52.3963 | 3574 | 59.51806 |  |  |  | 2.04772389344303+14.4370923254924i | 14.5816 | 0.0071199 | -42.9505 | -109.1758
625 | [5 empty] | 52.4109 | 3575 | 59.53471 |  |  |  | 3.36225059883906-38.4127564225219i | 38.5596 | 0.018828 | -34.5039 | -100.7292
380 | [5 empty] | 52.4256 | 3576 | 59.55137 |  |  |  | -28.5101453856834+19.2138319586752i | 34.3802 | 0.016787 | -35.5004 | -101.7257
219 | [5 empty] | 52.4403 | 3577 | 59.56802 |  |  |  | 9.05566449040884-1.92729635246537i | 9.2585 | 0.0045207 | -46.8958 | -113.1211
150 | [5 empty] | 52.4549 | 3578 | 59.58467 |  |  |  | -6.8464166389294-15.8415996009942i | 17.2577 | 0.0084266 | -41.4869 | -107.7122
176 | [5 empty] | 52.4696 | 3579 | 59.60133 |  |  |  | 28.6022599374269+18.3584245477465i | 33.9871 | 0.016595 | -35.6003 | -101.8256
297 | [5 empty] | 52.4842 | 3580 | 59.61798 |  |  |  | -40.915091651306-30.8478558227792i | 51.2409 | 0.02502 | -32.0343 | -98.2595
505 | [5 empty] | 52.4989 | 3581 | 59.63463 |  |  |  | -1.24534876407775-13.0726002103415i | 13.1318 | 0.006412 | -43.8601 | -110.0854
791 | [5 empty] | 52.5136 | 3582 | 59.65129 |  |  |  | -5.07617258036573-39.9027494751762i | 40.2243 | 0.019641 | -34.1368 | -100.3621
1141 | [5 empty] | 52.5282 | 3583 | 59.66794 |  |  |  | 19.6460671465323-30.3706042999366i | 36.171 | 0.017662 | -35.0594 | -101.2846
1540 | [5 empty] | 52.5429 | 3584 | 59.68459 |  |  |  | -36.0624458405127+46.7487373415286i | 59.0419 | 0.028829 | -30.8034 | -97.0286
1961 | [5 empty] | 52.5575 | 3585 | 59.70125 |  |  |  | -35.4777821101629+35.7910406836661i | 50.3952 | 0.024607 | -32.1788 | -98.4041
2391 | [5 empty] | 52.5722 | 3586 | 59.71790 |  |  |  | -0.392971596077182+4.71999289203162i | 4.7363 | 0.0023127 | -52.7178 | -118.943
2805 | [5 empty] | 52.5869 | 3587 | 59.73455 |  |  |  | -22.2292332363553-39.1691938794826i | 45.0374 | 0.021991 | -33.1551 | -99.3804
3183 | [5 empty] | 52.6015 | 3588 | 59.75120 |  |  |  | 1.59708027595384+26.7507036424313i | 26.7983 | 0.013085 | -37.6644 | -103.8897
3509 | [5 empty] | 52.6162 | 3589 | 59.76786 |  |  |  | -10.3953160289264+26.2799803165617i | 28.2613 | 0.013799 | -37.2028 | -103.428
3762 | [5 empty] | 52.6308 | 3590 | 59.78451 |  |  |  | 25.6783271739755-15.5697011542017i | 30.0299 | 0.014663 | -36.6755 | -102.9008
3932 | [5 empty] | 52.6455 | 3591 | 59.80116 |  |  |  | -30.3079253335176+24.0418472973192i | 38.6857 | 0.018889 | -34.4756 | -100.7008
4014 | [5 empty] | 52.6602 | 3592 | 59.81782 |  |  |  | 5.47189012815268+31.3032893265614i | 31.7779 | 0.015517 | -36.1841 | -102.4093
3999 | [5 empty] | 52.6748 | 3593 | 59.83447 |  |  |  | -2.40613853507195+16.4614817513012i | 16.6364 | 0.0081232 | -41.8054 | -108.0307
3891 | [5 empty] | 52.6895 | 3594 | 59.85112 |  |  |  | -19.5285510564933+17.4090252128034i | 26.1618 | 0.012774 | -37.8733 | -104.0985
3693 | [5 empty] | 52.7041 | 3595 | 59.86778 |  |  |  | 0.429051140624892-17.0102873226332i | 17.0157 | 0.0083084 | -41.6096 | -107.8349
3416 | [5 empty] | 52.7188 | 3596 | 59.88443 |  |  |  | 0.864852729379626+35.9172446200263i | 35.9277 | 0.017543 | -35.118 | -101.3433
3074 | [5 empty] | 52.7335 | 3597 | 59.90108 |  |  |  | -7.11979733668753+58.32597438282i | 58.7589 | 0.028691 | -30.8451 | -97.0704
2683 | [5 empty] | 52.7481 | 3598 | 59.91774 |  |  |  | -11.8632327331559+22.4341095229891i | 25.3777 | 0.012391 | -38.1376 | -104.3628
2261 | [5 empty] | 52.7628 | 3599 | 59.93439 |  |  |  | 5.39237119468807+13.1624264453984i | 14.2242 | 0.0069454 | -43.1661 | -109.3913
1832 | [5 empty] | 52.7774 | 3600 | 59.95104 |  |  |  | -31.7249438569013+34.0233060843761i | 46.5194 | 0.022715 | -32.8739 | -99.0992
1414 | [5 empty] | 52.7921 | 3601 | 59.96769 |  |  |  | 47.0477168637798+25.4207094019712i | 53.4762 | 0.026111 | -31.6634 | -97.8886
1030 | [5 empty] | 52.8068 | 3602 | 59.98435 |  |  |  | 11.03252478708-9.54359229291062i | 14.5876 | 0.0071228 | -42.9469 | -109.1722
697 | [5 empty] | 52.8214 | 3603 | 60.00100 |  |  |  | -17.4794905576866+61.5082347943806i | 63.9437 | 0.031223 | -30.1106 | -96.3359
433 | [5 empty] | 52.8361 | 3604 | 60.01765 |  |  |  | 22.6493127003237-20.7852258794433i | 30.7411 | 0.01501 | -36.4722 | -102.6975
251 | [5 empty] | 52.8507 | 3605 | 60.03431 |  |  |  | -9.88301801861537-7.71498227881297i | 12.5377 | 0.0061219 | -44.2622 | -110.4875
158 | [5 empty] | 52.8654 | 3606 | 60.05096 |  |  |  | 7.57161593910076-38.6288075994853i | 39.3639 | 0.019221 | -34.3246 | -100.5499
161 | [5 empty] | 52.8801 | 3607 | 60.06761 |  |  |  | 24.6287903069806+68.9983252184903i | 73.2622 | 0.035773 | -28.929 | -95.1543
258 | [5 empty] | 52.8947 | 3608 | 60.08427 |  |  |  | -1.51533748523839-27.8330579813771i | 27.8743 | 0.01361 | -37.3225 | -103.5478
445 | [5 empty] | 52.9094 | 3609 | 60.10092 |  |  |  | 15.7264025643712-29.3120446844659i | 33.2643 | 0.016242 | -35.787 | -102.0123
713 | [5 empty] | 52.924 | 3610 | 60.11757 |  |  |  | 25.4987479056341+29.3511404794739i | 38.8803 | 0.018985 | -34.432 | -100.6573
1050 | [5 empty] | 52.9387 | 3611 | 60.13423 |  |  |  | 11.2961304864195-9.69197650219969i | 14.8841 | 0.0072676 | -42.7721 | -108.9974
1436 | [5 empty] | 52.9534 | 3612 | 60.15088 |  |  |  | 28.7162191922639-3.79507805832675i | 28.9659 | 0.014144 | -36.9889 | -103.2141
1855 | [5 empty] | 52.968 | 3613 | 60.16753 |  |  |  | -46.2453488334657-15.8270620922996i | 48.8787 | 0.023867 | -32.4442 | -98.6695
2285 | [5 empty] | 52.9827 | 3614 | 60.18418 |  |  |  | 7.49220629247451-22.0840521493329i | 23.3203 | 0.011387 | -38.8719 | -105.0971
2704 | [5 empty] | 52.9973 | 3615 | 60.20084 |  |  |  | -4.98226328029893+36.3559156716917i | 36.6957 | 0.017918 | -34.9343 | -101.1595
3095 | [5 empty] | 53.012 | 3616 | 60.21749 |  |  |  | 12.4266344902654-17.4318738222427i | 21.4077 | 0.010453 | -39.6152 | -105.8404
3434 | [5 empty] | 53.0267 | 3617 | 60.23414 |  |  |  | 30.4881154853515-25.2216339810943i | 39.5684 | 0.01932 | -34.2796 | -100.5049
3706 | [5 empty] | 53.0413 | 3618 | 60.25080 |  |  |  | 6.57610795200284+19.7735554263481i | 20.8384 | 0.010175 | -39.8493 | -106.0746
3899 | [5 empty] | 53.056 | 3619 | 60.26745 |  |  |  | 22.39662666592+24.5847259564527i | 33.2568 | 0.016239 | -35.789 | -102.0142
4002 | [5 empty] | 53.0706 | 3620 | 60.28410 |  |  |  | -4.3938305142472+17.5554035429135i | 18.0969 | 0.0088364 | -41.0745 | -107.2998
4012 | [5 empty] | 53.0853 | 3621 | 60.30076 |  |  |  | 10.8878778455386+3.01741215170972i | 11.2983 | 0.0055167 | -45.1664 | -111.3916
3927 | [5 empty] | 53.1 | 3622 | 60.31741 |  |  |  | -29.3959720932323+22.0015093654599i | 36.7177 | 0.017929 | -34.9291 | -101.1543
3751 | [5 empty] | 53.1146 | 3623 | 60.33406 |  |  |  | -1.64648601565674-11.8039378204994i | 11.9182 | 0.0058194 | -44.7024 | -110.9276
3493 | [5 empty] | 53.1293 | 3624 | 60.35072 |  |  |  | 37.8908458403597+8.33845091550853i | 38.7975 | 0.018944 | -34.4505 | -100.6758
3164 | [5 empty] | 53.1439 | 3625 | 60.36737 |  |  |  | 2.72341413632429+77.2161840079702i | 77.2642 | 0.037727 | -28.467 | -94.6923
2785 | [5 empty] | 53.1586 | 3626 | 60.38402 |  |  |  | -31.3496860374012-6.58589585027511i | 32.034 | 0.015642 | -36.1144 | -102.3396
2368 | [5 empty] | 53.1733 | 3627 | 60.40067 |  |  |  | 36.5255767741808+29.8947900268149i | 47.1997 | 0.023047 | -32.7478 | -98.9731
1939 | [5 empty] | 53.1879 | 3628 | 60.41733 |  |  |  | 5.8561552711541+15.3057115587145i | 16.3878 | 0.0080018 | -41.9362 | -108.1614
1515 | [5 empty] | 53.2026 | 3629 | 60.43398 |  |  |  | -21.5689793381788-12.7301242190105i | 25.0455 | 0.012229 | -38.252 | -104.4773
1120 | [5 empty] | 53.2173 | 3630 | 60.45063 |  |  |  | -2.36801589854865-5.92905225784479i | 6.3844 | 0.0031174 | -50.1241 | -116.3494
774 | [5 empty] | 53.2319 | 3631 | 60.46729 |  |  |  | 39.2656449558482+15.5320094921469i | 42.226 | 0.020618 | -33.715 | -99.9403
493 | [5 empty] | 53.2466 | 3632 | 60.48394 |  |  |  | -6.36197776401376-28.8823173949254i | 29.5747 | 0.014441 | -36.8082 | -103.0334
287 | [5 empty] | 53.2612 | 3633 | 60.50059 |  |  |  | 37.6294211754792+17.7228913699462i | 41.5942 | 0.02031 | -33.846 | -100.0712
172 | [5 empty] | 53.2759 | 3634 | 60.51725 |  |  |  | -28.1629810341605+8.9199514780214i | 29.5418 | 0.014425 | -36.8179 | -103.0431
152 | [5 empty] | 53.2906 | 3635 | 60.53390 |  |  |  | 3.05344101671807-19.7693759789561i | 20.0038 | 0.0097675 | -40.2044 | -106.4296
226 | [5 empty] | 53.3052 | 3636 | 60.55055 |  |  |  | -30.3080123234557+3.73338050465668i | 30.5371 | 0.014911 | -36.53 | -102.7553
391 | [5 empty] | 53.3199 | 3637 | 60.56721 |  |  |  | 1.46384668456968-17.9753614056811i | 18.0349 | 0.0088061 | -41.1043 | -107.3296
640 | [5 empty] | 53.3345 | 3638 | 60.58386 |  |  |  | -26.8955578999399-4.58002768930782i | 27.2827 | 0.013322 | -37.5088 | -103.7341
960 | [5 empty] | 53.3492 | 3639 | 60.60051 |  |  |  | -1.53574209739424+3.91957393475033i | 4.2097 | 0.0020555 | -53.7416 | -119.9668
1335 | [5 empty] | 53.3639 | 3640 | 60.61716 |  |  |  | 40.2877385797758-26.7335471277733i | 48.3506 | 0.023609 | -32.5386 | -98.7638
1750 | [5 empty] | 53.3785 | 3641 | 60.63382 |  |  |  | 28.2496423358951+10.4279600215827i | 30.1129 | 0.014704 | -36.6516 | -102.8768
2178 | [5 empty] | 53.3932 | 3642 | 60.65047 |  |  |  | -30.2566130487551+14.3298950702286i | 33.4785 | 0.016347 | -35.7313 | -101.9565
2603 | [5 empty] | 53.4078 | 3643 | 60.66712 |  |  |  | 11.4949543598893-49.8533747672557i | 51.1614 | 0.024981 | -32.0477 | -98.273
3001 | [5 empty] | 53.4225 | 3644 | 60.68378 |  |  |  | 22.1545773347527-7.90702324969302i | 23.5233 | 0.011486 | -38.7966 | -105.0219
3355 | [5 empty] | 53.4372 | 3645 | 60.70043 |  |  |  | 0.768181566257798+4.44866109740449i | 4.5145 | 0.0022043 | -53.1344 | -119.3597
3646 | [5 empty] | 53.4518 | 3646 | 60.71708 |  |  |  | 48.1795891687885+44.3659097595724i | 65.4951 | 0.03198 | -29.9024 | -96.1277
3860 | [5 empty] | 53.4665 | 3647 | 60.73374 |  |  |  | -4.71858156778677+3.31569441964298i | 5.767 | 0.0028159 | -51.0075 | -117.2328
3986 | [5 empty] | 53.4811 | 3648 | 60.75039 |  |  |  | -1.96694969543812-3.72365241689609i | 4.2112 | 0.0020563 | -53.7384 | -119.9637
4019 | [5 empty] | 53.4958 | 3649 | 60.76704 |  |  |  | -33.6197134989844-9.94820059548072i | 35.0607 | 0.017119 | -35.3302 | -101.5554
3957 | [5 empty] | 53.5105 | 3650 | 60.78369 |  |  |  | -49.7298228115968+40.3469750628438i | 64.0385 | 0.031269 | -30.0978 | -96.323
3802 | [5 empty] | 53.5251 | 3651 | 60.80035 |  |  |  | 31.0513282334859-13.1488520577995i | 33.7206 | 0.016465 | -35.6687 | -101.8939
3564 | [5 empty] | 53.5398 | 3652 | 60.81700 |  |  |  | -58.2652757770851-10.7389316325466i | 59.2467 | 0.028929 | -30.7733 | -96.9986
3252 | [5 empty] | 53.5544 | 3653 | 60.83365 |  |  |  | -14.41876507183-27.1300727038216i | 30.7236 | 0.015002 | -36.4771 | -102.7024
2883 | [5 empty] | 53.5691 | 3654 | 60.85031 |  |  |  | 4.56323615682546+24.6232850961669i | 25.0425 | 0.012228 | -38.253 | -104.4783
2472 | [5 empty] | 53.5838 | 3655 | 60.86696 |  |  |  | 24.3897970709706+3.38542754905191i | 24.6236 | 0.012023 | -38.3996 | -104.6248
2046 | [5 empty] | 53.5984 | 3656 | 60.88361 |  |  |  | 6.18320000815784-16.1259506532766i | 17.2707 | 0.008433 | -41.4804 | -107.7056
1619 | [5 empty] | 53.6131 | 3657 | 60.90027 |  |  |  | 26.9576276169373+10.8993426078012i | 29.0776 | 0.014198 | -36.9554 | -103.1807
1214 | [5 empty] | 53.6277 | 3658 | 60.91692 |  |  |  | 27.5156669055259+2.47819710218476i | 27.627 | 0.01349 | -37.3999 | -103.6252
855 | [5 empty] | 53.6424 | 3659 | 60.93357 |  |  |  | -18.8967208945049-49.5814709099762i | 53.0604 | 0.025908 | -31.7312 | -97.9564
556 | [5 empty] | 53.6571 | 3660 | 60.95023 |  |  |  | -9.44084161881605+11.764619078862i | 15.0843 | 0.0073654 | -42.6561 | -108.8814
331 | [5 empty] | 53.6717 | 3661 | 60.96688 |  |  |  | 896.579333743813+25.154013649688i | 896.9321 | 0.43796 | -7.1714 | -73.3967
192 | [5 empty] | 53.6864 | 3662 | 60.98353 |  |  |  | -52.6935787317867-37.0532179610402i | 64.417 | 0.031454 | -30.0466 | -96.2718
148 | [5 empty] | 53.701 | 3663 | 61.00018 |  |  |  | -9.45035311259986+10.6556824747531i | 14.2426 | 0.0069544 | -43.1548 | -109.38
199 | [5 empty] | 53.7157 | 3664 | 61.01684 |  |  |  | -50.9303757636197+32.1348602895667i | 60.2209 | 0.029405 | -30.6317 | -96.8569
342 | [5 empty] | 53.7304 | 3665 | 61.03349 |  |  |  | 17.7368345803053-5.67190502962713i | 18.6216 | 0.0090926 | -40.8262 | -107.0515
573 | [5 empty] | 53.745 | 3666 | 61.05014 |  |  |  | 12.8525977411586+11.0999117069178i | 16.9823 | 0.0082921 | -41.6267 | -107.8519
875 | [5 empty] | 53.7597 | 3667 | 61.06680 |  |  |  | -36.6574838483633+42.4114613387976i | 56.058 | 0.027372 | -31.2538 | -97.4791
1239 | [5 empty] | 53.7743 | 3668 | 61.08345 |  |  |  | 17.6056161577374-46.2418851545i | 49.48 | 0.02416 | -32.338 | -98.5633
1644 | [5 empty] | 53.789 | 3669 | 61.10010 |  |  |  | -7.72871650103797-14.6531130271124i | 16.5664 | 0.0080891 | -41.842 | -108.0673
2072 | [5 empty] | 53.8037 | 3670 | 61.11676 |  |  |  | 67.8439946052524+15.3083285194928i | 69.5496 | 0.03396 | -29.3807 | -95.606
2498 | [5 empty] | 53.8183 | 3671 | 61.13341 |  |  |  | 3.87201116063533-44.7690858385643i | 44.9362 | 0.021942 | -33.1747 | -99.3999
2906 | [5 empty] | 53.833 | 3672 | 61.15006 |  |  |  | -0.579092531073655-12.7487469560497i | 12.7619 | 0.0062314 | -44.1083 | -110.3335
3272 | [5 empty] | 53.8476 | 3673 | 61.16672 |  |  |  | 12.7705589684085+3.55753995413599i | 13.2568 | 0.0064731 | -43.7778 | -110.0031
3580 | [5 empty] | 53.8623 | 3674 | 61.18337 |  |  |  | -12.9010645527878+23.8718072171265i | 27.1349 | 0.013249 | -37.556 | -103.7813
3815 | [5 empty] | 53.877 | 3675 | 61.20002 |  |  |  | 45.3638288939883-14.6837818581867i | 47.6811 | 0.023282 | -32.6597 | -98.8849
3962 | [5 empty] | 53.8916 | 3676 | 61.21667 |  |  |  | -18.8549216852808+37.7459503579821i | 42.1932 | 0.020602 | -33.7218 | -99.947
4018 | [5 empty] | 53.9063 | 3677 | 61.23333 |  |  |  | -36.9152073343857-3.51457217581382i | 37.0821 | 0.018107 | -34.8433 | -101.0686
3982 | [5 empty] | 53.921 | 3678 | 61.24998 |  |  |  | 17.7829053153403+69.3728451473881i | 71.6158 | 0.034969 | -29.1264 | -95.3517
3849 | [5 empty] | 53.9356 | 3679 | 61.26663 |  |  |  | -12.5861709113563-20.4862140932942i | 24.0436 | 0.01174 | -38.6066 | -104.8318
3631 | [5 empty] | 53.9503 | 3680 | 61.28329 |  |  |  | -28.0239318110537+26.3689298853695i | 38.4794 | 0.018789 | -34.522 | -100.7473
3335 | [5 empty] | 53.9649 | 3681 | 61.29994 |  |  |  | 10.8589495971903-26.2297988865907i | 28.3887 | 0.013862 | -37.1637 | -103.3889
2978 | [5 empty] | 53.9796 | 3682 | 61.31659 |  |  |  | -21.0059542910069-19.5473342344594i | 28.694 | 0.014011 | -37.0708 | -103.296
2578 | [5 empty] | 53.9943 | 3683 | 61.33325 |  |  |  | -1.75941509497189+19.685369360749i | 19.7638 | 0.0096503 | -40.3092 | -106.5344
2152 | [5 empty] | 54.0089 | 3684 | 61.34990 |  |  |  | 29.3259404306447-29.1768979988302i | 41.3679 | 0.020199 | -33.8933 | -100.1186
1724 | [5 empty] | 54.0236 | 3685 | 61.36655 |  |  |  | 1.96389272655481-18.4647624774527i | 18.5689 | 0.0090668 | -40.8509 | -107.0761
1312 | [5 empty] | 54.0382 | 3686 | 61.38321 |  |  |  | -0.230470939468787+8.07611594321635i | 8.0794 | 0.003945 | -48.079 | -114.3043
940 | [5 empty] | 54.0529 | 3687 | 61.39986 |  |  |  | 27.2748514229575+46.6796102684884i | 54.0639 | 0.026398 | -31.5685 | -97.7937
623 | [5 empty] | 54.0676 | 3688 | 61.41651 |  |  |  | 17.2250207228709+56.6854821300258i | 59.2448 | 0.028928 | -30.7736 | -96.9988
378 | [5 empty] | 54.0822 | 3689 | 61.43316 |  |  |  | 8.0961300046549+35.929368623563i | 36.8302 | 0.017984 | -34.9025 | -101.1278
218 | [5 empty] | 54.0969 | 3690 | 61.44982 |  |  |  | -39.0252489368365+4.59434604878751i | 39.2948 | 0.019187 | -34.3399 | -100.5652
150 | [5 empty] | 54.1115 | 3691 | 61.46647 |  |  |  | 6.57869755407161+35.3888890966502i | 35.9952 | 0.017576 | -35.1017 | -101.327
176 | [5 empty] | 54.1262 | 3692 | 61.48312 |  |  |  | -4.76703919317062-47.1473712627242i | 47.3878 | 0.023139 | -32.7133 | -98.9385
298 | [5 empty] | 54.1409 | 3693 | 61.49978 |  |  |  | -46.6184407903143+32.1796829865905i | 56.6464 | 0.027659 | -31.1632 | -97.3884
508 | [5 empty] | 54.1555 | 3694 | 61.51643 |  |  |  | 7.61690661986511-26.7684868121314i | 27.8311 | 0.013589 | -37.336 | -103.5612
793 | [5 empty] | 54.1702 | 3695 | 61.53308 |  |  |  | 13.7584282872619-1.71436555183771i | 13.8648 | 0.0067699 | -43.3883 | -109.6136
1144 | [5 empty] | 54.1848 | 3696 | 61.54974 |  |  |  | 45.8749173849947+19.5383153879079i | 49.8623 | 0.024347 | -32.2711 | -98.4964
1541 | [5 empty] | 54.1995 | 3697 | 61.56639 |  |  |  | -17.7464179675114-13.0090733363213i | 22.0039 | 0.010744 | -39.3766 | -105.6019
1965 | [5 empty] | 54.2142 | 3698 | 61.58304 |  |  |  | 21.8627180289894-18.5489699696531i | 28.6713 | 0.014 | -37.0777 | -103.3029
2394 | [5 empty] | 54.2288 | 3699 | 61.59970 |  |  |  | 1.93430181464566+53.9594705330478i | 53.9941 | 0.026364 | -31.5797 | -97.8049
2808 | [5 empty] | 54.2435 | 3700 | 61.61635 |  |  |  | -23.4838249638813-26.0396584476808i | 35.065 | 0.017122 | -35.3291 | -101.5544
3185 | [5 empty] | 54.2581 | 3701 | 61.63300 |  |  |  | -51.1906294228323+12.3959835484801i | 52.6701 | 0.025718 | -31.7953 | -98.0206
3510 | [5 empty] | 54.2728 | 3702 | 61.64965 |  |  |  | -4.50871308471081+33.573149055614i | 33.8745 | 0.01654 | -35.6291 | -101.8544
3763 | [5 empty] | 54.2875 | 3703 | 61.66631 |  |  |  | -80.8689759807642-38.1806297284766i | 89.429 | 0.043667 | -27.197 | -93.4223
3934 | [5 empty] | 54.3021 | 3704 | 61.68296 |  |  |  | -11.5777334347714+48.0842559504293i | 49.4585 | 0.02415 | -32.3418 | -98.567
4014 | [5 empty] | 54.3168 | 3705 | 61.69961 |  |  |  | 14.0385327850129-14.1092844854021i | 19.9036 | 0.0097185 | -40.248 | -106.4732
3999 | [5 empty] | 54.3314 | 3706 | 61.71627 |  |  |  | 36.0756039605146+1.41187921505134i | 36.1032 | 0.017629 | -35.0757 | -101.3009
3890 | [5 empty] | 54.3461 | 3707 | 61.73292 |  |  |  | 4.90449477685924-65.0849172588884i | 65.2694 | 0.03187 | -29.9324 | -96.1577
3692 | [5 empty] | 54.3608 | 3708 | 61.74957 |  |  |  | 17.1236154646656+0.196920436229796i | 17.1247 | 0.0083617 | -41.5541 | -107.7794
3415 | [5 empty] | 54.3754 | 3709 | 61.76623 |  |  |  | -16.0783695109401+9.31715342111037i | 18.5829 | 0.0090737 | -40.8443 | -107.0696
3072 | [5 empty] | 54.3901 | 3710 | 61.78288 |  |  |  | 16.0974682881243+13.1194045238813i | 20.7665 | 0.01014 | -39.8793 | -106.1046
2680 | [5 empty] | 54.4047 | 3711 | 61.79953 |  |  |  | 11.0174596827275+1.70370925002664i | 11.1484 | 0.0054436 | -45.2823 | -111.5076
2258 | [5 empty] | 54.4194 | 3712 | 61.81619 |  |  |  | 2.09073687922636-23.2303104796886i | 23.3242 | 0.011389 | -38.8705 | -105.0957
1828 | [5 empty] | 54.4341 | 3713 | 61.83284 |  |  |  | 25.4706071561557-24.7302374966316i | 35.5012 | 0.017335 | -35.2217 | -101.447
1411 | [5 empty] | 54.4487 | 3714 | 61.84949 |  |  |  | -33.5343975558963+45.5420974235562i | 56.5565 | 0.027615 | -31.1769 | -97.4022
1028 | [5 empty] | 54.4634 | 3715 | 61.86614 |  |  |  | 10.2467990860221+35.0509618414448i | 36.518 | 0.017831 | -34.9765 | -101.2017
695 | [5 empty] | 54.478 | 3716 | 61.88280 |  |  |  | -11.1277302436095+30.4940036649495i | 32.4609 | 0.01585 | -35.9994 | -102.2246
432 | [5 empty] | 54.4927 | 3717 | 61.89945 |  |  |  | 14.2196543719412+12.6418419888086i | 19.0267 | 0.0092904 | -40.6393 | -106.8646
250 | [5 empty] | 54.5074 | 3718 | 61.91610 |  |  |  | 21.4837834491483+23.2757967813747i | 31.6752 | 0.015466 | -36.2122 | -102.4375
158 | [5 empty] | 54.522 | 3719 | 61.93276 |  |  |  | -16.1014505156767+10.4397292200729i | 19.1897 | 0.00937 | -40.5652 | -106.7905
162 | [5 empty] | 54.5367 | 3720 | 61.94941 |  |  |  | -4.98544853687095-20.6293580791814i | 21.2232 | 0.010363 | -39.6904 | -105.9156
259 | [5 empty] | 54.5513 | 3721 | 61.96606 |  |  |  | 29.5087985944974+61.0335715258099i | 67.7928 | 0.033102 | -29.6029 | -95.8282
447 | [5 empty] | 54.566 | 3722 | 61.98272 |  |  |  | 26.8580644805009-4.44570837660297i | 27.2235 | 0.013293 | -37.5277 | -103.753
716 | [5 empty] | 54.5807 | 3723 | 61.99937 |  |  |  | 9.35029792895765+19.9383583208601i | 22.0219 | 0.010753 | -39.3695 | -105.5947
1052 | [5 empty] | 54.5953 | 3724 | 62.01602 |  |  |  | 27.2479477261652-3.90224765482575i | 27.526 | 0.01344 | -37.4318 | -103.657
1438 | [5 empty] | 54.61 | 3725 | 62.03267 |  |  |  | -17.5151863141771+23.6281039516088i | 29.4121 | 0.014361 | -36.8561 | -103.0813
1858 | [5 empty] | 54.6247 | 3726 | 62.04933 |  |  |  | 26.2115136281636+31.868995665536i | 41.2635 | 0.020148 | -33.9153 | -100.1405
2288 | [5 empty] | 54.6393 | 3727 | 62.06598 |  |  |  | 4.64142018756326+22.1907592185855i | 22.671 | 0.01107 | -39.1172 | -105.3424
2707 | [5 empty] | 54.654 | 3728 | 62.08263 |  |  |  | -3.30738566775164+44.8379770884419i | 44.9598 | 0.021953 | -33.1701 | -99.3954
3096 | [5 empty] | 54.6686 | 3729 | 62.09929 |  |  |  | 37.4919101631139-9.95379944169931i | 38.7907 | 0.018941 | -34.452 | -100.6773
3436 | [5 empty] | 54.6833 | 3730 | 62.11594 |  |  |  | 3.7020445460259+19.1441098211133i | 19.4988 | 0.0095209 | -40.4265 | -106.6517
3706 | [5 empty] | 54.698 | 3731 | 62.13259 |  |  |  | -51.1989153850017+33.1163296818801i | 60.9756 | 0.029773 | -30.5235 | -96.7487
3901 | [5 empty] | 54.7126 | 3732 | 62.14925 |  |  |  | 22.6336791535103-5.56128000299537i | 23.3069 | 0.01138 | -38.8769 | -105.1022
4002 | [5 empty] | 54.7273 | 3733 | 62.16590 |  |  |  | 63.3868512970935+58.2197479279709i | 86.0664 | 0.042025 | -27.5299 | -93.7552
4012 | [5 empty] | 54.7419 | 3734 | 62.18255 |  |  |  | -0.817201056734426-16.7615439391571i | 16.7815 | 0.0081941 | -41.73 | -107.9553
3926 | [5 empty] | 54.7566 | 3735 | 62.19921 |  |  |  | -23.7057201761467+0.989830926746883i | 23.7264 | 0.011585 | -38.722 | -104.9472
3749 | [5 empty] | 54.7713 | 3736 | 62.21586 |  |  |  | -1.27554020694615+10.0383910610984i | 10.1191 | 0.004941 | -46.1238 | -112.349
3490 | [5 empty] | 54.7859 | 3737 | 62.23251 |  |  |  | 10.9541665919769-18.6752288325923i | 21.6508 | 0.010572 | -39.5171 | -105.7424
3162 | [5 empty] | 54.8006 | 3738 | 62.24916 |  |  |  | -32.7720361567653+0.84237883646515i | 32.7829 | 0.016007 | -35.9137 | -102.1389
2782 | [5 empty] | 54.8152 | 3739 | 62.26582 |  |  |  | 17.1856637990364+1.72328829049466i | 17.2718 | 0.0084335 | -41.4798 | -107.7051
2364 | [5 empty] | 54.8299 | 3740 | 62.28247 |  |  |  | -10.9218143154169-30.1478801976914i | 32.0653 | 0.015657 | -36.1059 | -102.3312
1935 | [5 empty] | 54.8446 | 3741 | 62.29912 |  |  |  | 62.7243352409305+9.42593517540308i | 63.4286 | 0.030971 | -30.1809 | -96.4061
1513 | [5 empty] | 54.8592 | 3742 | 62.31578 |  |  |  | -73.1064065058984+17.0163314962992i | 75.0607 | 0.036651 | -28.7184 | -94.9436
1118 | [5 empty] | 54.8739 | 3743 | 62.33243 |  |  |  | -15.6671221972434-46.9029196455744i | 49.4504 | 0.024146 | -32.3432 | -98.5685
772 | [5 empty] | 54.8885 | 3744 | 62.34908 |  |  |  | 34.3354736564959+22.1193328569616i | 40.8435 | 0.019943 | -34.0041 | -100.2294
492 | [5 empty] | 54.9032 | 3745 | 62.36574 |  |  |  | -11.7608073773626-22.3125984513545i | 25.2224 | 0.012316 | -38.1909 | -104.4161
287 | [5 empty] | 54.9179 | 3746 | 62.38239 |  |  |  | 23.8780888523933-14.4136352105844i | 27.8911 | 0.013619 | -37.3173 | -103.5425
172 | [5 empty] | 54.9325 | 3747 | 62.39904 |  |  |  | 20.0169187872956+4.93997694403041i | 20.6175 | 0.010067 | -39.9419 | -106.1671
152 | [5 empty] | 54.9472 | 3748 | 62.41570 |  |  |  | -21.6516648462658+16.1633050570967i | 27.0194 | 0.013193 | -37.5931 | -103.8183
227 | [5 empty] | 54.9618 | 3749 | 62.43235 |  |  |  | -24.2739727258198+18.700797332253i | 30.6422 | 0.014962 | -36.5002 | -102.7254
393 | [5 empty] | 54.9765 | 3750 | 62.44900 |  |  |  | -37.4365169702111+8.65601415399926i | 38.4242 | 0.018762 | -34.5345 | -100.7598
641 | [5 empty] | 54.9912 | 3751 | 62.46565 |  |  |  | 6.06517540756385+19.5805817453684i | 20.4984 | 0.010009 | -39.9922 | -106.2174
963 | [5 empty] | 55.0058 | 3752 | 62.48231 |  |  |  | -12.3953880054106+18.7325563518927i | 22.4623 | 0.010968 | -39.1975 | -105.4228
1338 | [5 empty] | 55.0205 | 3753 | 62.49896 |  |  |  | -15.1708706662275+11.3406317648455i | 18.9411 | 0.0092486 | -40.6785 | -106.9037
1753 | [5 empty] | 55.0351 | 3754 | 62.51561 |  |  |  | -35.2402624590912+13.1057415639397i | 37.5984 | 0.018359 | -34.7232 | -100.9485
2181 | [5 empty] | 55.0498 | 3755 | 62.53227 |  |  |  | -21.642011005852-12.0281587630477i | 24.7599 | 0.01209 | -38.3516 | -104.5769
2606 | [5 empty] | 55.0645 | 3756 | 62.54892 |  |  |  | 7.506211399414-44.532457868684i | 45.1606 | 0.022051 | -33.1314 | -99.3566
3004 | [5 empty] | 55.0791 | 3757 | 62.56557 |  |  |  | 20.8476824759845+22.2023708818564i | 30.4561 | 0.014871 | -36.5531 | -102.7784
3358 | [5 empty] | 55.0938 | 3758 | 62.58223 |  |  |  | 15.6586758122626-11.3488864090366i | 19.3389 | 0.0094428 | -40.498 | -106.7232
3649 | [5 empty] | 55.1084 | 3759 | 62.59888 |  |  |  | -29.330634529107+12.0979531359674i | 31.7277 | 0.015492 | -36.1978 | -102.4231
3861 | [5 empty] | 55.1231 | 3760 | 62.61553 |  |  |  | -44.4146732517926+26.3468410419321i | 51.6413 | 0.025215 | -31.9667 | -98.1919
3986 | [5 empty] | 55.1378 | 3761 | 62.63219 |  |  |  | 17.8957896514371-9.72683615995692i | 20.3684 | 0.0099455 | -40.0475 | -106.2727
4018 | [5 empty] | 55.1524 | 3762 | 62.64884 |  |  |  | -40.3751893873412-17.708080225473i | 44.0878 | 0.021527 | -33.3402 | -99.5655
3955 | [5 empty] | 55.1671 | 3763 | 62.66549 |  |  |  | -16.3470562922711+7.96699405868022i | 18.1851 | 0.0088795 | -41.0323 | -107.2575
3801 | [5 empty] | 55.1817 | 3764 | 62.68214 |  |  |  | 42.135268354851-35.3803591018086i | 55.0195 | 0.026865 | -31.4163 | -97.6415
3562 | [5 empty] | 55.1964 | 3765 | 62.69880 |  |  |  | 18.6381208266235+28.3833309090792i | 33.9558 | 0.01658 | -35.6083 | -101.8336
3248 | [5 empty] | 55.2111 | 3766 | 62.71545 |  |  |  | -4.33058669732721-13.3453879417105i | 14.0304 | 0.0068508 | -43.2852 | -109.5104
2880 | [5 empty] | 55.2257 | 3767 | 62.73210 |  |  |  | -24.6948017790307+46.9971830104643i | 53.0902 | 0.025923 | -31.7263 | -97.9516
2470 | [5 empty] | 55.2404 | 3768 | 62.74876 |  |  |  | 52.1071574521737+37.3222077732008i | 64.0945 | 0.031296 | -30.0902 | -96.3154
2043 | [5 empty] | 55.255 | 3769 | 62.76541 |  |  |  | -12.0221889492162+17.645732837847i | 21.3519 | 0.010426 | -39.6379 | -105.8631
1616 | [5 empty] | 55.2697 | 3770 | 62.78206 |  |  |  | 183.878079698662+63.19037860905i | 194.433 | 0.094938 | -20.4512 | -86.6765
1211 | [5 empty] | 55.2844 | 3771 | 62.79872 |  |  |  | -17.9178230467582-0.70371978751588i | 17.9316 | 0.0087557 | -41.1542 | -107.3794
852 | [5 empty] | 55.299 | 3772 | 62.81537 |  |  |  | 2.46301447483449-12.5366564084772i | 12.7763 | 0.0062384 | -44.0985 | -110.3237
554 | [5 empty] | 55.3137 | 3773 | 62.83202 |  |  |  | -22.9987064121364+66.8137624495888i | 70.6613 | 0.034503 | -29.243 | -95.4682
328 | [5 empty] | 55.3283 | 3774 | 62.84868 |  |  |  | 25.5062438349271-38.1816233982887i | 45.9174 | 0.022421 | -32.9871 | -99.2123
192 | [5 empty] | 55.343 | 3775 | 62.86533 |  |  |  | -38.6811201161367-14.5932460576946i | 41.3424 | 0.020187 | -33.8987 | -100.1239
148 | [5 empty] | 55.3577 | 3776 | 62.88198 |  |  |  | 9.62701529464136-3.5983141481037i | 10.2775 | 0.0050183 | -45.9888 | -112.2141
199 | [5 empty] | 55.3723 | 3777 | 62.89863 |  |  |  | 1.20750331923007+37.2496272194513i | 37.2692 | 0.018198 | -34.7996 | -101.0248
344 | [5 empty] | 55.387 | 3778 | 62.91529 |  |  |  | 49.4173710104674+11.7056037990105i | 50.7848 | 0.024797 | -32.1119 | -98.3372
573 | [5 empty] | 55.4017 | 3779 | 62.93194 |  |  |  | -29.8122539101085-28.0921819651095i | 40.9627 | 0.020001 | -33.9788 | -100.2041
877 | [5 empty] | 55.4163 | 3780 | 62.94859 |  |  |  | -5.24537643794+11.8691481350464i | 12.9765 | 0.0063362 | -43.9634 | -110.1887
1241 | [5 empty] | 55.431 | 3781 | 62.96525 |  |  |  | 57.8113961811468-4.80709359450525i | 58.0109 | 0.028326 | -30.9564 | -97.1817
1647 | [5 empty] | 55.4456 | 3782 | 62.98190 |  |  |  | -18.3012716596688+30.3447835832552i | 35.4365 | 0.017303 | -35.2376 | -101.4628
2074 | [5 empty] | 55.4603 | 3783 | 62.99855 |  |  |  | 21.6613367349752+28.6558364952383i | 35.9217 | 0.01754 | -35.1195 | -101.3447
2500 | [5 empty] | 55.475 | 3784 | 63.01521 |  |  |  | 31.2514165623232+45.0428978707343i | 54.8226 | 0.026769 | -31.4474 | -97.6727
2908 | [5 empty] | 55.4896 | 3785 | 63.03186 |  |  |  | 6.47837716266025+23.7097553867218i | 24.5789 | 0.012001 | -38.4154 | -104.6406
3275 | [5 empty] | 55.5043 | 3786 | 63.04851 |  |  |  | -36.462164865432+10.3956423914877i | 37.9152 | 0.018513 | -34.6503 | -100.8756
3583 | [5 empty] | 55.5189 | 3787 | 63.06517 |  |  |  | 10.5885068136708+12.7369864148447i | 16.5634 | 0.0080876 | -41.8436 | -108.0688
3816 | [5 empty] | 55.5336 | 3788 | 63.08182 |  |  |  | 11.0552022334053+3.0275351141505i | 11.4623 | 0.0055968 | -45.0412 | -111.2664
3963 | [5 empty] | 55.5483 | 3789 | 63.09847 |  |  |  | 25.9357840976056-41.0892350892843i | 48.59 | 0.023726 | -32.4957 | -98.7209
4018 | [5 empty] | 55.5629 | 3790 | 63.11512 |  |  |  | -13.7081022181191+10.5233715230367i | 17.2816 | 0.0084383 | -41.4749 | -107.7002
3980 | [5 empty] | 55.5776 | 3791 | 63.13178 |  |  |  | -4.84466637380312-12.7085982277661i | 13.6007 | 0.006641 | -43.5554 | -109.7806
3848 | [5 empty] | 55.5922 | 3792 | 63.14843 |  |  |  | -9.76922658854561+13.8902738051676i | 16.9817 | 0.0082918 | -41.627 | -107.8522
3628 | [5 empty] | 55.6069 | 3793 | 63.16508 |  |  |  | 43.461328993294+33.0647873526009i | 54.6092 | 0.026665 | -31.4813 | -97.7065
3333 | [5 empty] | 55.6216 | 3794 | 63.18174 |  |  |  | 44.0198436496492-13.2192018957736i | 45.9619 | 0.022442 | -32.9786 | -99.2039
2975 | [5 empty] | 55.6362 | 3795 | 63.19839 |  |  |  | -58.6683380962888-15.762990243702i | 60.749 | 0.029663 | -30.5558 | -96.7811
2575 | [5 empty] | 55.6509 | 3796 | 63.21504 |  |  |  | 20.4982393010686-25.3050978522461i | 32.5657 | 0.015901 | -35.9714 | -102.1966
2150 | [5 empty] | 55.6655 | 3797 | 63.23170 |  |  |  | 23.0203482084773+27.765755210707i | 36.0676 | 0.017611 | -35.0842 | -101.3095
1720 | [5 empty] | 55.6802 | 3798 | 63.24835 |  |  |  | 41.4427183775579-7.50100977679537i | 42.1161 | 0.020564 | -33.7376 | -99.9629
1309 | [5 empty] | 55.6949 | 3799 | 63.26500 |  |  |  | -23.6759741652089+28.3311382234817i | 36.9216 | 0.018028 | -34.881 | -101.1062
936 | [5 empty] | 55.7095 | 3800 | 63.28166 |  |  |  | -6.26590630622795-43.4630456003178i | 43.9124 | 0.021442 | -33.3749 | -99.6001
620 | [5 empty] | 55.7242 | 3801 | 63.29831 |  |  |  | 17.8839951983162+28.3467553400286i | 33.5168 | 0.016366 | -35.7213 | -101.9466
376 | [5 empty] | 55.7388 | 3802 | 63.31496 |  |  |  | 7.19457431102014-0.362187839269826i | 7.2037 | 0.0035174 | -49.0755 | -115.3008
217 | [5 empty] | 55.7535 | 3803 | 63.33161 |  |  |  | -43.1066834997899+21.1864029630542i | 48.0318 | 0.023453 | -32.596 | -98.8213
150 | [5 empty] | 55.7682 | 3804 | 63.34827 |  |  |  | 28.6282764259987-4.53710530977342i | 28.9856 | 0.014153 | -36.983 | -103.2082
176 | [5 empty] | 55.7828 | 3805 | 63.36492 |  |  |  | -54.9594357458969-76.7449747321416i | 94.3945 | 0.046091 | -26.7277 | -92.9529
300 | [5 empty] | 55.7975 | 3806 | 63.38157 |  |  |  | 521.114141373126-941.964569086287i | 1076.5023 | 0.52564 | -5.5863 | -71.8115
510 | [5 empty] | 55.8121 | 3807 | 63.39823 |  |  |  | -72.2371501567133-4.05003779569282i | 72.3506 | 0.035327 | -29.0378 | -95.263
796 | [5 empty] | 55.8268 | 3808 | 63.41488 |  |  |  | 19.1683257520557-16.7659968375797i | 25.4661 | 0.012435 | -38.1073 | -104.3326
1145 | [5 empty] | 55.8415 | 3809 | 63.43153 |  |  |  | 6.84539133463208+11.0435109472339i | 12.993 | 0.0063442 | -43.9524 | -110.1776
1544 | [5 empty] | 55.8561 | 3810 | 63.44819 |  |  |  | 15.689140759981-10.9306046916704i | 19.1214 | 0.0093366 | -40.5962 | -106.8215
1968 | [5 empty] | 55.8708 | 3811 | 63.46484 |  |  |  | 13.8923991504548-14.5219576083182i | 20.0969 | 0.0098129 | -40.164 | -106.3893
2397 | [5 empty] | 55.8854 | 3812 | 63.48149 |  |  |  | 75.7879456680873+48.0850134781919i | 89.7551 | 0.043826 | -27.1654 | -93.3907
2810 | [5 empty] | 55.9001 | 3813 | 63.49814 |  |  |  | -1.15724122323599-19.8185450731678i | 19.8523 | 0.0096935 | -40.2704 | -106.4956
3188 | [5 empty] | 55.9148 | 3814 | 63.51480 |  |  |  | 24.3069797931249-31.5991089799945i | 39.8664 | 0.019466 | -34.2145 | -100.4397
3512 | [5 empty] | 55.9294 | 3815 | 63.53145 |  |  |  | -13.7819789633849+16.7812247825089i | 21.7153 | 0.010603 | -39.4913 | -105.7165
3765 | [5 empty] | 55.9441 | 3816 | 63.54810 |  |  |  | -5.01915428762265-36.3832001822142i | 36.7278 | 0.017933 | -34.9267 | -101.152
3935 | [5 empty] | 55.9587 | 3817 | 63.56476 |  |  |  | 40.6317217086682-0.958337895134223i | 40.643 | 0.019845 | -34.0469 | -100.2721
4014 | [5 empty] | 55.9734 | 3818 | 63.58141 |  |  |  | 0.29400256465458-16.7988995890478i | 16.8015 | 0.0082038 | -41.7197 | -107.9449
3999 | [5 empty] | 55.9881 | 3819 | 63.59806 |  |  |  | 13.076252209908+32.8719739901811i | 35.3773 | 0.017274 | -35.2521 | -101.4773
3889 | [5 empty] | 56.0027 | 3820 | 63.61472 |  |  |  | -26.9332236705166+13.5636483662444i | 30.1558 | 0.014725 | -36.6392 | -102.8644
3690 | [5 empty] | 56.0174 | 3821 | 63.63137 |  |  |  | -13.5614410240574+5.73732377619187E-002i | 13.5616 | 0.0066219 | -43.5804 | -109.8057
3413 | [5 empty] | 56.032 | 3822 | 63.64802 |  |  |  | -21.309199454032-21.428375793202i | 30.2201 | 0.014756 | -36.6207 | -102.8459
3070 | [5 empty] | 56.0467 | 3823 | 63.66468 |  |  |  | 1.27106083184048+2.69365920386004i | 2.9785 | 0.0014543 | -56.7467 | -122.9719
2677 | [5 empty] | 56.0614 | 3824 | 63.68133 |  |  |  | 46.2274037349083-31.0988957961705i | 55.7146 | 0.027204 | -31.3072 | -97.5325
2256 | [5 empty] | 56.076 | 3825 | 63.69798 |  |  |  | -17.8669855662755+14.7115701328502i | 23.1443 | 0.011301 | -38.9377 | -105.163
1827 | [5 empty] | 56.0907 | 3826 | 63.71463 |  |  |  | 17.619779708746-0.214437056407473i | 17.6211 | 0.008604 | -41.3059 | -107.5312
1409 | [5 empty] | 56.1054 | 3827 | 63.73129 |  |  |  | -25.3382234055352+1.83365186956241i | 25.4045 | 0.012405 | -38.1284 | -104.3536
1026 | [5 empty] | 56.12 | 3828 | 63.74794 |  |  |  | 25.7379654663327-11.9583762597972i | 28.3804 | 0.013858 | -37.1662 | -103.3915
692 | [5 empty] | 56.1347 | 3829 | 63.76459 |  |  |  | 0.936386360567671-29.6205099253608i | 29.6353 | 0.01447 | -36.7904 | -103.0157
431 | [5 empty] | 56.1493 | 3830 | 63.78125 |  |  |  | 5.86234222309126-0.55830811741315i | 5.8889 | 0.0028754 | -50.826 | -117.0512
249 | [5 empty] | 56.164 | 3831 | 63.79790 |  |  |  | -17.8500285637081+13.0661042020173i | 22.1212 | 0.010801 | -39.3304 | -105.5557
158 | [5 empty] | 56.1787 | 3832 | 63.81455 |  |  |  | 8.71828704500405+1.2223941451384i | 8.8036 | 0.0042986 | -47.3334 | -113.5587
163 | [5 empty] | 56.1933 | 3833 | 63.83121 |  |  |  | -3.59177271278407-6.90336485719298i | 7.7819 | 0.0037997 | -48.4049 | -114.6302
261 | [5 empty] | 56.208 | 3834 | 63.84786 |  |  |  | -42.7635160993944+31.9536902722859i | 53.3831 | 0.026066 | -31.6785 | -97.9038
449 | [5 empty] | 56.2226 | 3835 | 63.86451 |  |  |  | -16.9836423037242+1.9053472995991i | 17.0902 | 0.0083448 | -41.5717 | -107.7969
719 | [5 empty] | 56.2373 | 3836 | 63.88117 |  |  |  | 7.25239410524335+15.3112032052087i | 16.942 | 0.0082724 | -41.6473 | -107.8726
1055 | [5 empty] | 56.252 | 3837 | 63.89782 |  |  |  | -31.5092396362598-50.3652760045388i | 59.4095 | 0.029009 | -30.7495 | -96.9747
1441 | [5 empty] | 56.2666 | 3838 | 63.91447 |  |  |  | -22.4697767389552+31.6088018277816i | 38.7815 | 0.018936 | -34.4541 | -100.6793
1860 | [5 empty] | 56.2813 | 3839 | 63.93112 |  |  |  | 73.5892672764463-27.545708424175i | 78.5757 | 0.038367 | -28.3208 | -94.5461
2291 | [5 empty] | 56.2959 | 3840 | 63.94778 |  |  |  | -18.4253072448353+5.52224966734872i | 19.2351 | 0.0093921 | -40.5447 | -106.77
2710 | [5 empty] | 56.3106 | 3841 | 63.96443 |  |  |  | 51.0755392946878-19.5960598684264i | 54.7057 | 0.026712 | -31.4659 | -97.6912
3100 | [5 empty] | 56.3253 | 3842 | 63.98108 |  |  |  | 73.7364994471332+121.584778863093i | 142.1968 | 0.069432 | -23.1688 | -89.3941
3437 | [5 empty] | 56.3399 | 3843 | 63.99774 |  |  |  | -71.7223125998515-9.11381054336933i | 72.299 | 0.035302 | -29.0439 | -95.2692
3708 | [5 empty] | 56.3546 | 3844 | 64.01439 |  |  |  | 14.8952706697586-6.21732607536823i | 16.1408 | 0.0078812 | -42.0681 | -108.2934
3901 | [5 empty] | 56.3692 | 3845 | 64.03104 |  |  |  | 40.0764477247439-59.9164939521848i | 72.084 | 0.035197 | -29.0698 | -95.2951
4003 | [5 empty] | 56.3839 | 3846 | 64.04770 |  |  |  | 8.03863216060356+6.96474504950113i | 10.6361 | 0.0051934 | -45.6909 | -111.9162
4011 | [5 empty] | 56.3986 | 3847 | 64.06435 |  |  |  | 3.65282720895916-48.6151987783328i | 48.7522 | 0.023805 | -32.4667 | -98.692
3925 | [5 empty] | 56.4132 | 3848 | 64.08100 |  |  |  | 18.4462388434001-13.0478628588562i | 22.5945 | 0.011032 | -39.1466 | -105.3718
3747 | [5 empty] | 56.4279 | 3849 | 64.09766 |  |  |  | 43.6222454780572+1.19357529165823i | 43.6386 | 0.021308 | -33.4292 | -99.6544
3488 | [5 empty] | 56.4425 | 3850 | 64.11431 |  |  |  | -17.3821375033514+0.532597871199858i | 17.3903 | 0.0084914 | -41.4205 | -107.6457
3160 | [5 empty] | 56.4572 | 3851 | 64.13096 |  |  |  | 13.4645290200269-42.4115403086875i | 44.4976 | 0.021727 | -33.2599 | -99.4851
2778 | [5 empty] | 56.4719 | 3852 | 64.14761 |  |  |  | 20.1281736254981-28.4871002226079i | 34.8806 | 0.017032 | -35.3749 | -101.6002
2362 | [5 empty] | 56.4865 | 3853 | 64.16427 |  |  |  | 4.410115592026-5.62210229012259i | 7.1454 | 0.003489 | -49.146 | -115.3713
1933 | [5 empty] | 56.5012 | 3854 | 64.18092 |  |  |  | -5.58957073664576-8.26207661980599i | 9.9752 | 0.0048707 | -46.2481 | -112.4734
1509 | [5 empty] | 56.5158 | 3855 | 64.19757 |  |  |  | 6.16574826250502+3.58794922989349i | 7.1337 | 0.0034833 | -49.1603 | -115.3855
1115 | [5 empty] | 56.5305 | 3856 | 64.21423 |  |  |  | 19.2364562159019-22.5386327339078i | 29.6316 | 0.014469 | -36.7915 | -103.0167
769 | [5 empty] | 56.5452 | 3857 | 64.23088 |  |  |  | -6.34691883361123+22.861392149283i | 23.7261 | 0.011585 | -38.7221 | -104.9473
489 | [5 empty] | 56.5598 | 3858 | 64.24753 |  |  |  | -9.31598555499129-2.77904667716837i | 9.7217 | 0.0047469 | -46.4718 | -112.697
286 | [5 empty] | 56.5745 | 3859 | 64.26419 |  |  |  | -40.2388938591104-38.2498276250909i | 55.5177 | 0.027108 | -31.338 | -97.5632
171 | [5 empty] | 56.5891 | 3860 | 64.28084 |  |  |  | -23.424836319695+17.7318362785498i | 29.3793 | 0.014345 | -36.8658 | -103.091
152 | [5 empty] | 56.6038 | 3861 | 64.29749 |  |  |  | -53.2501817583348+33.3313275405928i | 62.8216 | 0.030675 | -30.2644 | -96.4897
228 | [5 empty] | 56.6185 | 3862 | 64.31415 |  |  |  | -12.4234644617625+35.4465516011155i | 37.5606 | 0.01834 | -34.7319 | -100.9572
395 | [5 empty] | 56.6331 | 3863 | 64.33080 |  |  |  | 23.0397333073266+12.3012295955611i | 26.118 | 0.012753 | -37.8878 | -104.1131
644 | [5 empty] | 56.6478 | 3864 | 64.34745 |  |  |  | 12.3754189994287-0.783378451860827i | 12.4002 | 0.0060548 | -44.358 | -110.5833
966 | [5 empty] | 56.6624 | 3865 | 64.36410 |  |  |  | 4.81399041476908+5.84715275433166i | 7.5739 | 0.0036982 | -48.6402 | -114.8655
1341 | [5 empty] | 56.6771 | 3866 | 64.38076 |  |  |  | -36.0298692592713-26.0930179919775i | 44.4859 | 0.021722 | -33.2621 | -99.4874
1755 | [5 empty] | 56.6918 | 3867 | 64.39741 |  |  |  | 19.3490655293866+21.3551210193794i | 28.8171 | 0.014071 | -37.0336 | -103.2588
2183 | [5 empty] | 56.7064 | 3868 | 64.41406 |  |  |  | 13.3654856767584-11.1306788586238i | 17.3933 | 0.0084928 | -41.4189 | -107.6442
2609 | [5 empty] | 56.7211 | 3869 | 64.43072 |  |  |  | -6.65992021090154+7.62572209504293i | 10.1245 | 0.0049436 | -46.1191 | -112.3443
3006 | [5 empty] | 56.7357 | 3870 | 64.44737 |  |  |  | -29.2818361059326+26.102926217084i | 39.2274 | 0.019154 | -34.3548 | -100.5801
3359 | [5 empty] | 56.7504 | 3871 | 64.46402 |  |  |  | -0.299371946434835-46.9370966016974i | 46.9381 | 0.022919 | -32.7961 | -99.0213
3649 | [5 empty] | 56.7651 | 3872 | 64.48068 |  |  |  | -23.9868217388772-0.135410249153647i | 23.9872 | 0.011713 | -38.627 | -104.8523
3863 | [5 empty] | 56.7797 | 3873 | 64.49733 |  |  |  | -62.8029079266067-50.1137877000604i | 80.3467 | 0.039232 | -28.1272 | -94.3525
3986 | [5 empty] | 56.7944 | 3874 | 64.51398 |  |  |  | -35.8260875140123+6.51451901073358i | 36.4136 | 0.01778 | -35.0013 | -101.2266
4018 | [5 empty] | 56.809 | 3875 | 64.53064 |  |  |  | -54.3572789048959-52.6152543473736i | 75.651 | 0.036939 | -28.6503 | -94.8756
3955 | [5 empty] | 56.8237 | 3876 | 64.54729 |  |  |  | -63.0269110137658-17.3000204584671i | 65.3581 | 0.031913 | -29.9206 | -96.1459
3800 | [5 empty] | 56.8384 | 3877 | 64.56394 |  |  |  | 41.6073958877625+33.795268945364i | 53.6031 | 0.026173 | -31.6428 | -97.868
3560 | [5 empty] | 56.853 | 3878 | 64.58059 |  |  |  | 58.9943492986766-54.05736268803i | 80.0158 | 0.03907 | -28.1631 | -94.3883
3246 | [5 empty] | 56.8677 | 3879 | 64.59725 |  |  |  | -68.2612514734834+13.3285634425078i | 69.5503 | 0.03396 | -29.3806 | -95.6059
2877 | [5 empty] | 56.8824 | 3880 | 64.61390 |  |  |  | 28.4231359106325-36.3989422398705i | 46.1818 | 0.02255 | -32.9372 | -99.1624
2467 | [5 empty] | 56.897 | 3881 | 64.63055 |  |  |  | -10.0703737182958+13.2843260830295i | 16.6699 | 0.0081396 | -41.7879 | -108.0132
2040 | [5 empty] | 56.9117 | 3882 | 64.64721 |  |  |  | -21.4024712433663+18.6935705228699i | 28.4168 | 0.013875 | -37.1551 | -103.3803
1614 | [5 empty] | 56.9263 | 3883 | 64.66386 |  |  |  | 14.5749419178628+15.1715567055099i | 21.0382 | 0.010273 | -39.7664 | -105.9917
1208 | [5 empty] | 56.941 | 3884 | 64.68051 |  |  |  | -11.9585744608517-15.8256529721974i | 19.8358 | 0.0096854 | -40.2776 | -106.5029
851 | [5 empty] | 56.9557 | 3885 | 64.69717 |  |  |  | 10.337701322608+14.1697731343537i | 17.54 | 0.0085644 | -41.346 | -107.5713
552 | [5 empty] | 56.9703 | 3886 | 64.71382 |  |  |  | 23.4802682423571-18.6688324889199i | 29.9975 | 0.014647 | -36.6849 | -102.9102
328 | [5 empty] | 56.985 | 3887 | 64.73047 |  |  |  | 14.3704600247892-21.7788733383639i | 26.0927 | 0.012741 | -37.8962 | -104.1215
192 | [5 empty] | 56.9996 | 3888 | 64.74712 |  |  |  | 10.8113811326003-1.24460271959271i | 10.8828 | 0.0053139 | -45.4918 | -111.717
148 | [5 empty] | 57.0143 | 3889 | 64.76378 |  |  |  | 77.5238257103053+33.5309471144642i | 84.4646 | 0.041242 | -27.6931 | -93.9184
200 | [5 empty] | 57.029 | 3890 | 64.78043 |  |  |  | 26.7566148520637-6.03288616724594i | 27.4283 | 0.013393 | -37.4626 | -103.6879
343 | [5 empty] | 57.0436 | 3891 | 64.79708 |  |  |  | 10.4117341138865-18.1828012517141i | 20.9528 | 0.010231 | -39.8018 | -106.027
576 | [5 empty] | 57.0583 | 3892 | 64.81374 |  |  |  | -29.2247189104638+11.7534213089553i | 31.4996 | 0.015381 | -36.2605 | -102.4857
880 | [5 empty] | 57.0729 | 3893 | 64.83039 |  |  |  | 36.8904927481775-52.870977825305i | 64.469 | 0.031479 | -30.0396 | -96.2648
1245 | [5 empty] | 57.0876 | 3894 | 64.84704 |  |  |  | 31.672858215306+2.8247619118315i | 31.7986 | 0.015527 | -36.1784 | -102.4037
1648 | [5 empty] | 57.1023 | 3895 | 64.86370 |  |  |  | 28.4527077418459+9.41491239778166i | 29.9699 | 0.014634 | -36.6929 | -102.9181
2078 | [5 empty] | 57.1169 | 3896 | 64.88035 |  |  |  | -31.6904485988045-25.7051658122278i | 40.8049 | 0.019924 | -34.0124 | -100.2376
2505 | [5 empty] | 57.1316 | 3897 | 64.89700 |  |  |  | 37.603905582254-8.05128225196153i | 38.4562 | 0.018777 | -34.5273 | -100.7525
2911 | [5 empty] | 57.1462 | 3898 | 64.91366 |  |  |  | -22.370291891426-13.7967623627544i | 26.2827 | 0.012833 | -37.8332 | -104.0584
3276 | [5 empty] | 57.1609 | 3899 | 64.93031 |  |  |  | -27.2068356240338+23.8382214458868i | 36.1728 | 0.017663 | -35.059 | -101.2842
3584 | [5 empty] | 57.1756 | 3900 | 64.94696 |  |  |  | 11.7280459408827-14.6230006503343i | 18.7451 | 0.0091529 | -40.7688 | -106.9941
3817 | [5 empty] | 57.1902 | 3901 | 64.96361 |  |  |  | -49.0243774147473+20.951197553375i | 53.3136 | 0.026032 | -31.6898 | -97.9151
3964 | [5 empty] | 57.2049 | 3902 | 64.98027 |  |  |  | 7.98611588815762+50.747807360934i | 51.3723 | 0.025084 | -32.012 | -98.2373
4017 | [5 empty] | 57.2195 | 3903 | 64.99692 |  |  |  | -28.6401120581604-39.9500809391394i | 49.1555 | 0.024002 | -32.3952 | -98.6204
3979 | [5 empty] | 57.2342 | 3904 | 65.01357 |  |  |  | 56.5953737140186+6.7872473105954i | 57.0009 | 0.027832 | -31.109 | -97.3342
3847 | [5 empty] | 57.2489 | 3905 | 65.03023 |  |  |  | 5.8724139723562-6.15958660524842i | 8.5103 | 0.0041554 | -47.6277 | -113.8529
3627 | [5 empty] | 57.2635 | 3906 | 65.04688 |  |  |  | -34.9804642008385-0.443516782736128i | 34.9833 | 0.017082 | -35.3494 | -101.5746
3330 | [5 empty] | 57.2782 | 3907 | 65.06353 |  |  |  | -4.70748014877463-10.3984428692017i | 11.4144 | 0.0055734 | -45.0776 | -111.3028
2973 | [5 empty] | 57.2928 | 3908 | 65.08019 |  |  |  | 31.3836912160065+33.2445566368506i | 45.718 | 0.022323 | -33.0249 | -99.2501
2572 | [5 empty] | 57.3075 | 3909 | 65.09684 |  |  |  | 8.63883899861696-17.5044020389244i | 19.5201 | 0.0095313 | -40.417 | -106.6422
2146 | [5 empty] | 57.3222 | 3910 | 65.11349 |  |  |  | -25.9204982784164-7.34479737467228i | 26.941 | 0.013155 | -37.6183 | -103.8436
1717 | [5 empty] | 57.3368 | 3911 | 65.13015 |  |  |  | 29.7854089401677+29.1185050899466i | 41.654 | 0.020339 | -33.8335 | -100.0587
1306 | [5 empty] | 57.3515 | 3912 | 65.14680 |  |  |  | -27.0100942216875-12.1708164953489i | 29.6256 | 0.014466 | -36.7933 | -103.0185
935 | [5 empty] | 57.3661 | 3913 | 65.16345 |  |  |  | 12.907567394505+7.9888338220989i | 15.1798 | 0.007412 | -42.6013 | -108.8265
620 | [5 empty] | 57.3808 | 3914 | 65.18010 |  |  |  | 12.967897920486+6.60564947778653i | 14.5534 | 0.0071061 | -42.9673 | -109.1926
375 | [5 empty] | 57.3955 | 3915 | 65.19676 |  |  |  | 35.8388831233635+127.936076690324i | 132.8611 | 0.064874 | -23.7586 | -89.9839
217 | [5 empty] | 57.4101 | 3916 | 65.21341 |  |  |  | -17.9983506986923-29.4803965957454i | 34.5403 | 0.016865 | -35.4601 | -101.6853
150 | [5 empty] | 57.4248 | 3917 | 65.23006 |  |  |  | -53.5178276632148+15.5222962366797i | 55.7234 | 0.027209 | -31.3058 | -97.5311
178 | [5 empty] | 57.4394 | 3918 | 65.24672 |  |  |  | -10.829109181677-25.6687406755233i | 27.8595 | 0.013603 | -37.3271 | -103.5524
301 | [5 empty] | 57.4541 | 3919 | 65.26337 |  |  |  | -37.7691593395715-49.9645892869041i | 62.6336 | 0.030583 | -30.2904 | -96.5157
511 | [5 empty] | 57.4688 | 3920 | 65.28002 |  |  |  | -0.407546384097336+28.7714525457758i | 28.7743 | 0.01405 | -37.0465 | -103.2717
797 | [5 empty] | 57.4834 | 3921 | 65.29668 |  |  |  | -47.8216733192344+35.2206159695471i | 59.392 | 0.029 | -30.752 | -96.9773
1150 | [5 empty] | 57.4981 | 3922 | 65.31333 |  |  |  | -26.5490211077161+34.717097667705i | 43.705 | 0.02134 | -33.416 | -99.6412
1547 | [5 empty] | 57.5127 | 3923 | 65.32998 |  |  |  | -10.1367881216747+35.3994180549768i | 36.8222 | 0.01798 | -34.9044 | -101.1297
1970 | [5 empty] | 57.5274 | 3924 | 65.34664 |  |  |  | -37.6135540182986+17.4600590568206i | 41.4685 | 0.020248 | -33.8722 | -100.0975
2399 | [5 empty] | 57.5421 | 3925 | 65.36329 |  |  |  | 5.76887424767196-28.5425298754815i | 29.1197 | 0.014219 | -36.9429 | -103.1681
2814 | [5 empty] | 57.5567 | 3926 | 65.37994 |  |  |  | 42.8215660340138+14.9858426261026i | 45.3681 | 0.022152 | -33.0916 | -99.3168
3190 | [5 empty] | 57.5714 | 3927 | 65.39659 |  |  |  | -111.742595326029-5.03346626835982i | 111.8559 | 0.054617 | -25.2534 | -91.4787
3514 | [5 empty] | 57.5861 | 3928 | 65.41325 |  |  |  | -11.1606021583626+56.1332129534763i | 57.232 | 0.027945 | -31.0738 | -97.2991
3766 | [5 empty] | 57.6007 | 3929 | 65.42990 |  |  |  | -74.896694295825+17.1499612446208i | 76.8351 | 0.037517 | -28.5154 | -94.7407
3935 | [5 empty] | 57.6154 | 3930 | 65.44655 |  |  |  | 29.9431052830871+10.4741935059998i | 31.7222 | 0.015489 | -36.1993 | -102.4246
4014 | [5 empty] | 57.63 | 3931 | 65.46321 |  |  |  | -25.4421003900666+42.5956855963479i | 49.6155 | 0.024226 | -32.3143 | -98.5395
3997 | [5 empty] | 57.6447 | 3932 | 65.47986 |  |  |  | 28.5499395787097+23.1741043141494i | 36.7714 | 0.017955 | -34.9164 | -101.1416
3888 | [5 empty] | 57.6594 | 3933 | 65.49651 |  |  |  | 6.38592989917417-38.1468852728103i | 38.6777 | 0.018886 | -34.4774 | -100.7026
3690 | [5 empty] | 57.674 | 3934 | 65.51317 |  |  |  | 47.0757367699846+8.33578763414261i | 47.8081 | 0.023344 | -32.6366 | -98.8618
3410 | [5 empty] | 57.6887 | 3935 | 65.52982 |  |  |  | 25.1527521089829-29.6458696822946i | 38.8785 | 0.018984 | -34.4324 | -100.6577
3067 | [5 empty] | 57.7033 | 3936 | 65.54647 |  |  |  | -14.9784813649882-1.1937152848849i | 15.026 | 0.0073369 | -42.6897 | -108.915
2673 | [5 empty] | 57.718 | 3937 | 65.56313 |  |  |  | 8.51400498338943-33.3458305347281i | 34.4156 | 0.016804 | -35.4915 | -101.7167
2253 | [5 empty] | 57.7327 | 3938 | 65.57978 |  |  |  | 97.9419863213274+39.6764423128025i | 105.6733 | 0.051598 | -25.7473 | -91.9725
1823 | [5 empty] | 57.7473 | 3939 | 65.59643 |  |  |  | -70.5808760378678-5.3808042273959i | 70.7857 | 0.034563 | -29.2277 | -95.4529
1405 | [5 empty] | 57.762 | 3940 | 65.61308 |  |  |  | 61.0317443549577-26.2307840976497i | 66.4299 | 0.032436 | -29.7793 | -96.0046
1023 | [5 empty] | 57.7766 | 3941 | 65.62974 |  |  |  | 11.6621092978409+22.116244719928i | 25.0027 | 0.012208 | -38.2669 | -104.4921
690 | [5 empty] | 57.7913 | 3942 | 65.64639 |  |  |  | 60.9703128082977+0.585261757166272i | 60.9731 | 0.029772 | -30.5238 | -96.7491
429 | [5 empty] | 57.806 | 3943 | 65.66304 |  |  |  | 125.978117153605+99.7009376330946i | 160.6573 | 0.078446 | -22.1086 | -88.3338
249 | [5 empty] | 57.8206 | 3944 | 65.67970 |  |  |  | -81.7011964724609-96.6223609064979i | 126.5344 | 0.061784 | -24.1824 | -90.4077
158 | [5 empty] | 57.8353 | 3945 | 65.69635 |  |  |  | -22.5231397936757-106.68890890447i | 109.0404 | 0.053242 | -25.4748 | -91.7001
161 | [5 empty] | 57.8499 | 3946 | 65.71300 |  |  |  | -31.8611300050069+63.8637265730216i | 71.3702 | 0.034849 | -29.1563 | -95.3815
262 | [5 empty] | 57.8646 | 3947 | 65.72966 |  |  |  | 34.0416675890691+43.8278895591316i | 55.4952 | 0.027097 | -31.3415 | -97.5667
450 | [5 empty] | 57.8793 | 3948 | 65.74631 |  |  |  | -19.8985761190196+39.7145368934678i | 44.4207 | 0.02169 | -33.2749 | -99.5001
719 | [5 empty] | 57.8939 | 3949 | 65.76296 |  |  |  | -4.33470042693561-71.3935254082516i | 71.525 | 0.034924 | -29.1374 | -95.3627
1057 | [5 empty] | 57.9086 | 3950 | 65.77962 |  |  |  | -0.995585099398576+112.023071384578i | 112.0275 | 0.054701 | -25.2401 | -91.4654
1444 | [5 empty] | 57.9232 | 3951 | 65.79627 |  |  |  | 1898278.1491139+3481440.62138543i | 3965335.8914 | 1936.1992 | 65.739 | -0.48625
1864 | [5 empty] | 57.9379 | 3952 | 65.81292 |  |  |  | -116.092827029107+29.6388647024275i | 119.8166 | 0.058504 | -24.6563 | -90.8815
2293 | [5 empty] | 57.9526 | 3953 | 65.82957 |  |  |  | -19.0608767290626+68.5146888995009i | 71.1167 | 0.034725 | -29.1872 | -95.4124
2713 | [5 empty] | 57.9672 | 3954 | 65.84623 |  |  |  | -40.782654736739+83.4289333247735i | 92.8634 | 0.045343 | -26.8697 | -93.095
3102 | [5 empty] | 57.9819 | 3955 | 65.86288 |  |  |  | 27.7365207873876-74.116028402704i | 79.136 | 0.038641 | -28.2591 | -94.4844
3440 | [5 empty] | 57.9965 | 3956 | 65.87953 |  |  |  | -29.5815489653626-65.861754894383i | 72.2 | 0.035254 | -29.0559 | -95.2811
3711 | [5 empty] | 58.0112 | 3957 | 65.89619 |  |  |  | -32.8533422162475-38.1126669018308i | 50.3182 | 0.024569 | -32.1921 | -98.4174
3903 | [5 empty] | 58.0259 | 3958 | 65.91284 |  |  |  | -44.2037691824609+17.2113864091521i | 47.4363 | 0.023162 | -32.7044 | -98.9296
4005 | [5 empty] | 58.0405 | 3959 | 65.92949 |  |  |  | -16.7475712253381+22.0616960383981i | 27.6984 | 0.013525 | -37.3775 | -103.6028
4012 | [5 empty] | 58.0552 | 3960 | 65.94615 |  |  |  | -9.27254898018326+75.2721717625649i | 75.8411 | 0.037032 | -28.6285 | -94.8538
3925 | [5 empty] | 58.0698 | 3961 | 65.96280 |  |  |  | 12.3468502818626-26.3301188787309i | 29.0813 | 0.0142 | -36.9543 | -103.1796
3746 | [5 empty] | 58.0845 | 3962 | 65.97945 |  |  |  | -50.6811501561399+26.2708992050762i | 57.0854 | 0.027874 | -31.0961 | -97.3214
3487 | [5 empty] | 58.0992 | 3963 | 65.99610 |  |  |  | 11.2823466465894-27.9705444459779i | 30.1603 | 0.014727 | -36.6379 | -102.8631
3157 | [5 empty] | 58.1138 | 3964 | 66.01276 |  |  |  | 2.31997775313077+38.9741363110672i | 39.0431 | 0.019064 | -34.3957 | -100.621
2776 | [5 empty] | 58.1285 | 3965 | 66.02941 |  |  |  | -1.49455175129478-84.0463228040618i | 84.0596 | 0.041045 | -27.7349 | -93.9601
2360 | [5 empty] | 58.1431 | 3966 | 66.04606 |  |  |  | 15.5219115799164+31.973160660326i | 35.5417 | 0.017354 | -35.2118 | -101.4371
1931 | [5 empty] | 58.1578 | 3967 | 66.06272 |  |  |  | -90.6137954465259-68.5963232964957i | 113.65 | 0.055493 | -25.1152 | -91.3405
1507 | [5 empty] | 58.1725 | 3968 | 66.07937 |  |  |  | -19.2619076179414-42.236001474474i | 46.4209 | 0.022666 | -32.8923 | -99.1176
1113 | [5 empty] | 58.1871 | 3969 | 66.09602 |  |  |  | -0.649252704770475+43.1116917988746i | 43.1166 | 0.021053 | -33.5337 | -99.759
768 | [5 empty] | 58.2018 | 3970 | 66.11268 |  |  |  | 31.3656751848435+51.2584751362778i | 60.0936 | 0.029343 | -30.65 | -96.8753
487 | [5 empty] | 58.2164 | 3971 | 66.12933 |  |  |  | -57.2873487885554+23.5086131366364i | 61.9233 | 0.030236 | -30.3895 | -96.6148
284 | [5 empty] | 58.2311 | 3972 | 66.14598 |  |  |  | -23.2422790247034-67.6208902549605i | 71.5038 | 0.034914 | -29.14 | -95.3653
171 | [5 empty] | 58.2458 | 3973 | 66.16264 |  |  |  | 13.9405984951482-46.8780233119766i | 48.9069 | 0.02388 | -32.4392 | -98.6644
152 | [5 empty] | 58.2604 | 3974 | 66.17929 |  |  |  | 55.1730663720036-4.55608106471558i | 55.3609 | 0.027032 | -31.3625 | -97.5878
229 | [5 empty] | 58.2751 | 3975 | 66.19594 |  |  |  | 40.2352186815754-15.6093002152594i | 43.157 | 0.021073 | -33.5256 | -99.7508
396 | [5 empty] | 58.2898 | 3976 | 66.21259 |  |  |  | 87.4292154659649+80.9889172791967i | 119.1766 | 0.058192 | -24.7028 | -90.928
646 | [5 empty] | 58.3044 | 3977 | 66.22925 |  |  |  | -13.1413000580993+8.20523458550363i | 15.4926 | 0.0075647 | -42.4241 | -108.6494
968 | [5 empty] | 58.3191 | 3978 | 66.24590 |  |  |  | -1.947826109216-25.9223887987113i | 25.9955 | 0.012693 | -37.9286 | -104.1539
1344 | [5 empty] | 58.3337 | 3979 | 66.26255 |  |  |  | 67.2406330301528-34.7257660059259i | 75.6781 | 0.036952 | -28.6472 | -94.8724
1759 | [5 empty] | 58.3484 | 3980 | 66.27921 |  |  |  | 28.2745054857201-8.36386114907605i | 29.4856 | 0.014397 | -36.8344 | -103.0596
2187 | [5 empty] | 58.3631 | 3981 | 66.29586 |  |  |  | 2.42284018974381-15.6989664318168i | 15.8848 | 0.0077563 | -42.2069 | -108.4322
2612 | [5 empty] | 58.3777 | 3982 | 66.31251 |  |  |  | -39.6885474701065+8.0184535503903i | 40.4904 | 0.019771 | -34.0795 | -100.3048
3008 | [5 empty] | 58.3924 | 3983 | 66.32917 |  |  |  | -25.8361743610761+28.4050422192111i | 38.3973 | 0.018749 | -34.5406 | -100.7658
3362 | [5 empty] | 58.407 | 3984 | 66.34582 |  |  |  | 13.0069007076252-24.7248042135511i | 27.9373 | 0.013641 | -37.3029 | -103.5281
3651 | [5 empty] | 58.4217 | 3985 | 66.36247 |  |  |  | 15.9605018195779+55.7519697550319i | 57.9915 | 0.028316 | -30.9593 | -97.1846
3864 | [5 empty] | 58.4364 | 3986 | 66.37913 |  |  |  | 30.3046294604871-11.2961945650986i | 32.3415 | 0.015792 | -36.0314 | -102.2566
3987 | [5 empty] | 58.451 | 3987 | 66.39578 |  |  |  | -18.6691892142235-52.3238991039533i | 55.5547 | 0.027126 | -31.3322 | -97.5574
4018 | [5 empty] | 58.4657 | 3988 | 66.41243 |  |  |  | 5.04627159204227+50.8961555940565i | 51.1457 | 0.024973 | -32.0504 | -98.2757
3954 | [5 empty] | 58.4803 | 3989 | 66.42908 |  |  |  | 39.166451931524+43.6154535983933i | 58.6201 | 0.028623 | -30.8657 | -97.0909
3799 | [5 empty] | 58.495 | 3990 | 66.44574 |  |  |  | -18.4403860725782-9.28298560221659i | 20.6451 | 0.010081 | -39.9302 | -106.1555
3559 | [5 empty] | 58.5097 | 3991 | 66.46239 |  |  |  | -17.3791622194507-7.21470705966409i | 18.8172 | 0.0091881 | -40.7355 | -106.9607
3245 | [5 empty] | 58.5243 | 3992 | 66.47904 |  |  |  | -1.40527515891594+36.3921619438938i | 36.4193 | 0.017783 | -35 | -101.2252
2875 | [5 empty] | 58.539 | 3993 | 66.49570 |  |  |  | 0.657111258425126+52.7735855238477i | 52.7777 | 0.02577 | -31.7776 | -98.0028
2464 | [5 empty] | 58.5536 | 3994 | 66.51235 |  |  |  | -27.7028187372715+4.79320208452343i | 28.1144 | 0.013728 | -37.248 | -103.4733
2037 | [5 empty] | 58.5683 | 3995 | 66.52900 |  |  |  | -8.38100616851715+12.8569132413569i | 15.3474 | 0.0074938 | -42.5059 | -108.7312
1611 | [5 empty] | 58.583 | 3996 | 66.54566 |  |  |  | 19.1977511009202+10.7749912254046i | 22.0149 | 0.010749 | -39.3723 | -105.5975
1208 | [5 empty] | 58.5976 | 3997 | 66.56231 |  |  |  | 18.0921063986558+2.10711478210558i | 18.2144 | 0.0088937 | -41.0183 | -107.2436
849 | [5 empty] | 58.6123 | 3998 | 66.57896 |  |  |  | -56.0215569617601+53.0327563556706i | 77.142 | 0.037667 | -28.4808 | -94.706
550 | [5 empty] | 58.6269 | 3999 | 66.59562 |  |  |  | 3.30891372936748-4.36434648774003i | 5.4769 | 0.0026743 | -51.4559 | -117.6812
327 | [5 empty] | 58.6416 | 4000 | 66.61227 |  |  |  | 42.2305752063673-13.6128351782247i | 44.3704 | 0.021665 | -33.2847 | -99.51
190 | [5 empty] | 58.6563 | 4001 | 66.62892 |  |  |  | 7.92035134443086-36.1768587687843i | 37.0337 | 0.018083 | -34.8547 | -101.0799
148 | [5 empty] | 58.6709 | 4002 | 66.64557 |  |  |  | 55.6300039451074+45.2960322198579i | 71.7386 | 0.035029 | -29.1115 | -95.3368
200 | [5 empty] | 58.6856 | 4003 | 66.66223 |  |  |  | 21.9396856665205+16.3711319314191i | 27.3745 | 0.013366 | -37.4797 | -103.7049
345 | [5 empty] | 58.7002 | 4004 | 66.67888 |  |  |  | 28.005265388256+26.1425473991467i | 38.3109 | 0.018707 | -34.5601 | -100.7854
577 | [5 empty] | 58.7149 | 4005 | 66.69553 |  |  |  | -9.64040992196635+66.2651954734419i | 66.9628 | 0.032697 | -29.7099 | -95.9352
883 | [5 empty] | 58.7296 | 4006 | 66.71219 |  |  |  | -2.50239675498583+35.0503707516729i | 35.1396 | 0.017158 | -35.3107 | -101.5359
1246 | [5 empty] | 58.7442 | 4007 | 66.72884 |  |  |  | 29.9623384163949+16.2857395880124i | 34.1023 | 0.016652 | -35.5709 | -101.7962
1652 | [5 empty] | 58.7589 | 4008 | 66.74549 |  |  |  | 33.7133991641896+28.0434272541811i | 43.8523 | 0.021412 | -33.3867 | -99.612
2081 | [5 empty] | 58.7735 | 4009 | 66.76215 |  |  |  | 35.4175113289407+47.7448893889179i | 59.4472 | 0.029027 | -30.744 | -96.9692
2509 | [5 empty] | 58.7882 | 4010 | 66.77880 |  |  |  | 3.88631801526039-6.37113156607748i | 7.4629 | 0.003644 | -48.7685 | -114.9937
2915 | [5 empty] | 58.8029 | 4011 | 66.79545 |  |  |  | 4.75003309061434-4.41093651164866i | 6.4822 | 0.0031651 | -49.9921 | -116.2174
3279 | [5 empty] | 58.8175 | 4012 | 66.81211 |  |  |  | -16.4865253329214+38.2682723180679i | 41.6685 | 0.020346 | -33.8304 | -100.0557
3586 | [5 empty] | 58.8322 | 4013 | 66.82876 |  |  |  | -32.6653292954636+32.3021841565783i | 45.9397 | 0.022431 | -32.9828 | -99.2081
3819 | [5 empty] | 58.8468 | 4014 | 66.84541 |  |  |  | -39.4715311906125+28.4381216033638i | 48.649 | 0.023754 | -32.4851 | -98.7104
3965 | [5 empty] | 58.8615 | 4015 | 66.86206 |  |  |  | 47.5952061476104+8.73324762264306i | 48.3898 | 0.023628 | -32.5315 | -98.7568
4019 | [5 empty] | 58.8762 | 4016 | 66.87872 |  |  |  | -23.2512418594414-4.85216853962986i | 23.7521 | 0.011598 | -38.7125 | -104.9378
3980 | [5 empty] | 58.8908 | 4017 | 66.89537 |  |  |  | -10.727309241832+14.0365391075783i | 17.6663 | 0.0086261 | -41.2837 | -107.5089
3846 | [5 empty] | 58.9055 | 4018 | 66.91202 |  |  |  | 30.1423029468206-8.03120429109588i | 31.1939 | 0.015231 | -36.3452 | -102.5705
3626 | [5 empty] | 58.9201 | 4019 | 66.92868 |  |  |  | 24.1023131087165+26.5108632535168i | 35.8294 | 0.017495 | -35.1418 | -101.3671
3329 | [5 empty] | 58.9348 | 4020 | 66.94533 |  |  |  | -2.59380848611928+9.21133747271246i | 9.5696 | 0.0046726 | -46.6088 | -112.834
2971 | [5 empty] | 58.9495 | 4021 | 66.96198 |  |  |  | -33.2645423492444-77.3052163647858i | 84.1583 | 0.041093 | -27.7247 | -93.9499
2569 | [5 empty] | 58.9641 | 4022 | 66.97864 |  |  |  | -6.89016449513014+1.80522344313585i | 7.1227 | 0.0034779 | -49.1737 | -115.3989
2143 | [5 empty] | 58.9788 | 4023 | 66.99529 |  |  |  | 36.0727242242104+5.48762756304156i | 36.4877 | 0.017816 | -34.9837 | -101.2089
1714 | [5 empty] | 58.9934 | 4024 | 67.01194 |  |  |  | 22.8273507699973+18.5736188301953i | 29.429 | 0.01437 | -36.8511 | -103.0763
1304 | [5 empty] | 59.0081 | 4025 | 67.02860 |  |  |  | -31.2446578281932-17.7451730504271i | 35.9322 | 0.017545 | -35.1169 | -101.3422
933 | [5 empty] | 59.0228 | 4026 | 67.04525 |  |  |  | -60.1821495397853+27.659230272298i | 66.2339 | 0.032341 | -29.805 | -96.0302
616 | [5 empty] | 59.0374 | 4027 | 67.06190 |  |  |  | 5.9718317180602-15.4944909275273i | 16.6055 | 0.0081081 | -41.8216 | -108.0468
374 | [5 empty] | 59.0521 | 4028 | 67.07855 |  |  |  | -27.4218700302933-1.75452244351618i | 27.4779 | 0.013417 | -37.4469 | -103.6722
217 | [5 empty] | 59.0668 | 4029 | 67.09521 |  |  |  | -39.4649941767347+7.93351261711963i | 40.2545 | 0.019656 | -34.1303 | -100.3556
150 | [5 empty] | 59.0814 | 4030 | 67.11186 |  |  |  | 5.38142740591016+53.6096723238234i | 53.8791 | 0.026308 | -31.5982 | -97.8234
179 | [5 empty] | 59.0961 | 4031 | 67.12851 |  |  |  | 11.0947932508711-26.0546505218229i | 28.3185 | 0.013827 | -37.1852 | -103.4104
302 | [5 empty] | 59.1107 | 4032 | 67.14517 |  |  |  | -4.13827830166617-1.28136288941593i | 4.3321 | 0.0021153 | -53.4926 | -119.7178
513 | [5 empty] | 59.1254 | 4033 | 67.16182 |  |  |  | -26.2623557650241-6.07556284878931i | 26.956 | 0.013162 | -37.6135 | -103.8388
800 | [5 empty] | 59.1401 | 4034 | 67.17847 |  |  |  | 28.5649834108219+18.88162179453i | 34.2414 | 0.016719 | -35.5356 | -101.7608
1151 | [5 empty] | 59.1547 | 4035 | 67.19513 |  |  |  | -9.2606030629092-34.2092733756043i | 35.4406 | 0.017305 | -35.2366 | -101.4618
1550 | [5 empty] | 59.1694 | 4036 | 67.21178 |  |  |  | 60.3712152665481-26.5638265661726i | 65.957 | 0.032206 | -29.8414 | -96.0666
1973 | [5 empty] | 59.184 | 4037 | 67.22843 |  |  |  | 38.1495900704883+49.5143936169747i | 62.5065 | 0.030521 | -30.3081 | -96.5333
2402 | [5 empty] | 59.1987 | 4038 | 67.24508 |  |  |  | 3.78845957295782-6.14797571974117i | 7.2215 | 0.0035261 | -49.0541 | -115.2793
2816 | [5 empty] | 59.2134 | 4039 | 67.26174 |  |  |  | -43.5933464381237+16.15672967613i | 46.4911 | 0.022701 | -32.8792 | -99.1045
3193 | [5 empty] | 59.228 | 4040 | 67.27839 |  |  |  | -25.4713948737872+66.8175234866596i | 71.5079 | 0.034916 | -29.1395 | -95.3648
3516 | [5 empty] | 59.2427 | 4041 | 67.29504 |  |  |  | 0.163875443374472+14.4567761090856i | 14.4577 | 0.0070594 | -43.0246 | -109.2499
3767 | [5 empty] | 59.2573 | 4042 | 67.31170 |  |  |  | -4.99254538673479-14.6538197144029i | 15.481 | 0.0075591 | -42.4306 | -108.6559
3936 | [5 empty] | 59.272 | 4043 | 67.32835 |  |  |  | -56.1093262516489-4.58850949988391i | 56.2966 | 0.027489 | -31.217 | -97.4422
4014 | [5 empty] | 59.2867 | 4044 | 67.34500 |  |  |  | -21.5142665724251-8.80732250457061i | 23.2472 | 0.011351 | -38.8992 | -105.1244
3998 | [5 empty] | 59.3013 | 4045 | 67.36166 |  |  |  | -16.6151476020305+52.8293691674103i | 55.3806 | 0.027041 | -31.3595 | -97.5847
3887 | [5 empty] | 59.316 | 4046 | 67.37831 |  |  |  | -2.92954993535028+29.7237947750265i | 29.8678 | 0.014584 | -36.7225 | -102.9478
3687 | [5 empty] | 59.3306 | 4047 | 67.39496 |  |  |  | -22.2370710430746+29.6673599050619i | 37.0761 | 0.018104 | -34.8447 | -101.07
3408 | [5 empty] | 59.3453 | 4048 | 67.41162 |  |  |  | 35.0178935393311-25.6318850067992i | 43.3964 | 0.02119 | -33.4775 | -99.7028
3064 | [5 empty] | 59.36 | 4049 | 67.42827 |  |  |  | 25.3778866055638-18.7173868936955i | 31.5338 | 0.015397 | -36.2511 | -102.4763
2671 | [5 empty] | 59.3746 | 4050 | 67.44492 |  |  |  | 0.381389130502521-10.2005961413675i | 10.2077 | 0.0049842 | -46.048 | -112.2733
2250 | [5 empty] | 59.3893 | 4051 | 67.46157 |  |  |  | 36.2573377674154+52.7808852011695i | 64.0345 | 0.031267 | -30.0983 | -96.3236
1822 | [5 empty] | 59.4039 | 4052 | 67.47823 |  |  |  | 38.1270141370026+16.2065320098415i | 41.4285 | 0.020229 | -33.8806 | -100.1059
1402 | [5 empty] | 59.4186 | 4053 | 67.49488 |  |  |  | -61.7577024350841+25.3039501550052i | 66.7406 | 0.032588 | -29.7388 | -95.9641
1022 | [5 empty] | 59.4333 | 4054 | 67.51153 |  |  |  | 5.73110845808861+53.3456304933713i | 53.6526 | 0.026198 | -31.6348 | -97.86
688 | [5 empty] | 59.4479 | 4055 | 67.52819 |  |  |  | 66.306493430361-22.5832466358246i | 70.0468 | 0.034203 | -29.3188 | -95.5441
428 | [5 empty] | 59.4626 | 4056 | 67.54484 |  |  |  | -2.77431663821992+14.8159851788708i | 15.0735 | 0.0073601 | -42.6623 | -108.8876
248 | [5 empty] | 59.4772 | 4057 | 67.56149 |  |  |  | -40.3349211704734-7.71790680658077i | 41.0667 | 0.020052 | -33.9568 | -100.1821
158 | [5 empty] | 59.4919 | 4058 | 67.57815 |  |  |  | 4.53820061277786-49.0090482383133i | 49.2187 | 0.024033 | -32.384 | -98.6092
163 | [5 empty] | 59.5066 | 4059 | 67.59480 |  |  |  | 63.6182725039056+37.3176296163862i | 73.7556 | 0.036013 | -28.8707 | -95.0959
263 | [5 empty] | 59.5212 | 4060 | 67.61145 |  |  |  | 125.384067048425+134.841850668837i | 184.129 | 0.089907 | -20.9242 | -87.1494
453 | [5 empty] | 59.5359 | 4061 | 67.62811 |  |  |  | 69.3668804142016+4.35331506191332E-002i | 69.3669 | 0.033871 | -29.4036 | -95.6288
721 | [5 empty] | 59.5505 | 4062 | 67.64476 |  |  |  | 36.1657005109007-61.1759901513022i | 71.0666 | 0.0347 | -29.1933 | -95.4185
1060 | [5 empty] | 59.5652 | 4063 | 67.66141 |  |  |  | -13.6032803874414-26.2854761762873i | 29.5969 | 0.014452 | -36.8017 | -103.0269
1447 | [5 empty] | 59.5799 | 4064 | 67.67806 |  |  |  | 43.9083170198059-60.9889501504032i | 75.1505 | 0.036695 | -28.708 | -94.9332
1868 | [5 empty] | 59.5945 | 4065 | 67.69472 |  |  |  | -37.0624545610811+7.508313071287i | 37.8153 | 0.018465 | -34.6732 | -100.8985
2296 | [5 empty] | 59.6092 | 4066 | 67.71137 |  |  |  | -44.1741072169732+8.46655188233717i | 44.9782 | 0.021962 | -33.1666 | -99.3918
2716 | [5 empty] | 59.6238 | 4067 | 67.72802 |  |  |  | 56.8351534269948+13.5955245229446i | 58.4386 | 0.028534 | -30.8926 | -97.1178
3104 | [5 empty] | 59.6385 | 4068 | 67.74468 |  |  |  | 12.6879616572109+55.5701647753797i | 57.0002 | 0.027832 | -31.1091 | -97.3343
3442 | [5 empty] | 59.6532 | 4069 | 67.76133 |  |  |  | -49.7059840709357-28.7637471353115i | 57.4285 | 0.028041 | -31.044 | -97.2693
3713 | [5 empty] | 59.6678 | 4070 | 67.77798 |  |  |  | 28.8210123908369+68.7244381272172i | 74.5231 | 0.036388 | -28.7808 | -95.006
3903 | [5 empty] | 59.6825 | 4071 | 67.79464 |  |  |  | -60.6192834852929+34.4271232795348i | 69.7132 | 0.03404 | -29.3603 | -95.5856
4003 | [5 empty] | 59.6971 | 4072 | 67.81129 |  |  |  | -37.9128155416247+22.5841900600516i | 44.1297 | 0.021548 | -33.332 | -99.5572
4011 | [5 empty] | 59.7118 | 4073 | 67.82794 |  |  |  | -7.47724997683036-62.0573540493693i | 62.5062 | 0.030521 | -30.3081 | -96.5334
3923 | [5 empty] | 59.7265 | 4074 | 67.84460 |  |  |  | 22.7264900444567+17.2209766384674i | 28.5141 | 0.013923 | -37.1254 | -103.3506
3745 | [5 empty] | 59.7411 | 4075 | 67.86125 |  |  |  | -12.056443558922+8.27801671575073i | 14.6248 | 0.007141 | -42.9248 | -109.1501
3484 | [5 empty] | 59.7558 | 4076 | 67.87790 |  |  |  | 16.9305106917283+29.8137993710463i | 34.2856 | 0.016741 | -35.5244 | -101.7496
3155 | [5 empty] | 59.7705 | 4077 | 67.89455 |  |  |  | 14.897936889527-50.0911908959638i | 52.2597 | 0.025517 | -31.8633 | -98.0885
2772 | [5 empty] | 59.7851 | 4078 | 67.91121 |  |  |  | -56.3136129264999+2.58616894909594i | 56.373 | 0.027526 | -31.2052 | -97.4304
2356 | [5 empty] | 59.7998 | 4079 | 67.92786 |  |  |  | -4.69885736820302-51.4031265292408i | 51.6174 | 0.025204 | -31.9707 | -98.1959
1926 | [5 empty] | 59.8144 | 4080 | 67.94451 |  |  |  | -50.1555550229617-1.27812531564638i | 50.1718 | 0.024498 | -32.2174 | -98.4426
1504 | [5 empty] | 59.8291 | 4081 | 67.96117 |  |  |  | -26.6579311467554-1.71424893030004i | 26.713 | 0.013043 | -37.6921 | -103.9174
1111 | [5 empty] | 59.8438 | 4082 | 67.97782 |  |  |  | 31.4551943885187-42.8175165205642i | 53.1297 | 0.025942 | -31.7198 | -97.9451
765 | [5 empty] | 59.8584 | 4083 | 67.99447 |  |  |  | -30.7497887509711+63.1307484046813i | 70.2214 | 0.034288 | -29.2972 | -95.5225
485 | [5 empty] | 59.8731 | 4084 | 68.01113 |  |  |  | -18.3986769161718+32.1098326204055i | 37.0075 | 0.01807 | -34.8608 | -101.0861
284 | [5 empty] | 59.8877 | 4085 | 68.02778 |  |  |  | 7.70319549357217-60.5312996322969i | 61.0195 | 0.029795 | -30.5172 | -96.7425
170 | [5 empty] | 59.9024 | 4086 | 68.04443 |  |  |  | 2.98102098118444-34.6224829716758i | 34.7506 | 0.016968 | -35.4074 | -101.6326
152 | [5 empty] | 59.9171 | 4087 | 68.06109 |  |  |  | 25.238084375401+7.38536172131739i | 26.2965 | 0.01284 | -37.8286 | -104.0539
230 | [5 empty] | 59.9317 | 4088 | 68.07774 |  |  |  | 59.618053602603+24.2679165697797i | 64.368 | 0.03143 | -30.0532 | -96.2784
398 | [5 empty] | 59.9464 | 4089 | 68.09439 |  |  |  | 21.556164159939-23.8034536955626i | 32.1134 | 0.01568 | -36.0929 | -102.3181
647 | [5 empty] | 59.961 | 4090 | 68.11104 |  |  |  | -0.31126251307202+46.140328632324i | 46.1414 | 0.02253 | -32.9448 | -99.17
971 | [5 empty] | 59.9757 | 4091 | 68.12770 |  |  |  | 17.7959689530942-49.5507003428184i | 52.6495 | 0.025708 | -31.7987 | -98.024
1347 | [5 empty] | 59.9904 | 4092 | 68.14435 |  |  |  | 86.1446116371448+68.4235875663959i | 110.0122 | 0.053717 | -25.3978 | -91.623
1761 | [5 empty] | 60.005 | 4093 | 68.16100 |  |  |  | 13.4389908020505+92.3808654871068i | 93.3533 | 0.045583 | -26.824 | -93.0493
2188 | [5 empty] | 60.0197 | 4094 | 68.17766 |  |  |  | -37.0372275200549+37.8769799389545i | 52.9757 | 0.025867 | -31.7451 | -97.9703
2614 | [5 empty] | 60.0343 | 4095 | 68.19431 |  |  |  | -3.28172314562497-5.41978267800779i | 6.3359 | 0.0030937 | -50.1904 | -116.4157
Note on C1: Nrecord must be a power of 2